## Cortec
Форма заказа | [11 empty] | MiCOM P139
Готовая к использованию конфигурация
Терминал токовой защиты и управления | Überstromzeitschutz mit Steuerung | P 1 3 9 - |  |  | 9 | 0 |  |  |  |  | -3 | -4 | -6
Базовая комплектация: | Grundgerät:
Корпус 40TE, подключение под фастон | Grundgerät 40TE, Stiftkabelschuhanschluss, |  | 3
Корпус 40TE, CT/VT под винт, I/O подключение под фастон цепей тока | Grundgerät 40TE, J/U-Ring-, E/A-Stiftkabelschuhanschluss, |  | 5
Корпус 84TE, подключение под винт всех цепей, 20) | Grundgerät 84TE, Ringkabelschuhanschluss, 20) |  | 8
базовая конфигурация с 4 дискретными входами, 8 выходными реле | Grundbestückung mit 4 binären Eingängen, 8 Ausgangsrelais
и 6 дискретными входами and 6 выходными реле (2-pole) для | und 6 bin. Eingänge und 6 Ausg.Relais (2-polig) für die
управления 3-мя распределительными устройствами | Steuerung von 3 Schaltgeräten
Тип мотажа и тип дисплея: | Bauform und Bedienfeld:
Навесной с передним подключением | Aufbau, Vor-Ort-Bedienfeld mit Grafikdisplay |  |  | 5
Утопленный с задним подключением | Einbau, Vor-Ort-Bedienfeld mit Grafikdisplay |  |  | 6
Навесной с передним подключением и съемным ЧМИ | Aufbau, mit abgesetztem Vor-Ort-Bedienfeld |  |  | 7
Утопленный с задним подключением и съемным ЧМИ | Einbau, mit abgesetztem Vor-Ort-Bedienfeld |  |  | 9
Surface-mounted, local control panel with graphic display, conformally coated | Aufbau, Vor-Ort-Bedienfeld mit Grafikdisplay |  |  | E
Flush-mounted, local control panel with graphic display, conformally coated | Einbau, Vor-Ort-Bedienfeld mit Grafikdisplay |  |  | F
Surface-mounted, with detachable HMI, conformally coated | Aufbau, mit abgesetztem Vor-Ort-Bedienfeld |  |  | G
Flush-mounted, with detachable HMI, conformally coated | Einbau, mit abgesetztem Vor-Ort-Bedienfeld |  |  | J
Цепи тока: | Stromwandler:
Inom = 1 A / 5 A (T1...T4) 2) | Inom = 1 A / 5 A (T1...T4) 2) |  |  |  | 9
Цепи напряжения: | Spannungswandler:
Нет | ohne | [5 empty] | 0
Vnom = 50 ... 130 V (4-pole) | Unom = 50 ... 130 V (4-polig) | [5 empty] | 4
Vnom = 50 ... 130 V (5-pole) цепи синхронизма | Unom = 50 ... 130 V (5-polig) für Synchronkontrollautomatik | [5 empty] | 5
Дополнительные модули входов/выходов: | zusätzliche E/A Aufrüstung:
Нет | ohne | [6 empty] | 0
1 модуль входов/выходов ( 6 дискретных входов/6 выходов) | mit 1 Binärbaustein (zus. 6 bin. Eingänge und 6 Ausgangsrelais (2-polig)) | [6 empty] | 5
для управления 3-мя дополнительными распределительными устройствами | für die Steuerung von bis zu 3 zusätzlichen Schaltgeräten
Напряжение питания и дополнительные опции: | Hilfsspannungsversorgung und zus. E/A Aufrüstungen:
VA,nom = 24 ... 60 VDC | UH,nom = 24 VDC | [7 empty] | E
VA,nom = 60 ... 250 VDC / 100 ... 230 VAC | UH,nom = 48...250 VDC / 100...230 VAC | [7 empty] | F
VA,nom = 24 ... 60 VDC и 6 релейных выходов | UH,nom = 24 VDC und 6 Ausgangsrelais | [7 empty] | G
VA,nom = 60 ... 250 VDC / 100 ... 230 VAC и 6 релейных выходов | UH,nom = 48...250 VDC / 100...230 VAC und 6 Ausgangsrelais | [7 empty] | H
VA,nom = 24 ... 60 VDC и 6 релейных входов и 3 дискретных выхода | UH,nom = 24 VDC und 6 Binäreingänge und 3 Ausgangsrelais | [7 empty] | J
VA,nom = 60 ... 250 VDC / 100 ... 230 VAC | UH,nom = 48...250 VDC / 100...230 VAC | [7 empty] | K
и 6 релейных входа и 3 дискретных выхода | und 6 Binäreingänge und 3 Ausgangsrelais
VA,nom = 24 ... 60 VDC и 4 сильноточных контакта | UH,nom = 24 VDC und 4 Leistungskontakte | [7 empty] | L
VA,nom = 60 ... 250 VDC / 100 ... 230 VAC и 4 сильноточных контакта | UH,nom = 48...250 VDC / 100...230 VAC und 4 Leistungskontakte | [7 empty] | M
Дополнительные опции: | weitere Zusätze:
Нет | ohne | [8 empty] | 0
С модулем определения перемежающегося КЗ на землю 3) 10) | mit EWI (Erdschlusswischer) -Baustein 3) 10) | [8 empty] | 1
С аналоговым модулем | mit Analogbaustein | [8 empty] | 2
С модулем определения перемежающегося КЗ на землю и аналоговым модулем 3) 10) | mit EWI- und Analogbaustein 3) 10) | [8 empty] | 3
24 дискретных входа | mit Binärbaustein (zus. 24 binäre Eingänge) | [8 empty] | 4
24 дискретных входа и модуль для определения перемежающегося КЗ на землю 3) 10) | mit EWI- und Binärbaustein (zus. 24 binäre Eingänge) 3) 10) | [8 empty] | 5
С RTD модулем 3) | mit RTD-Baustein 3) | [8 empty] | 7
С RTD модулем и аналоговым модулем 3) | mit RTD- und Analogbaustein 3) | [8 empty] | 8
С RTD модулем и дискретным модулем 3) | mit RTD- und Binärbaustein (zus. 24 binäre Eingänge) 3) | [8 empty] | 9
С аналоговым модулем и дискретным модулем ( доп. 24 дискретных входа) | mit RTD- und Analogbaustein 3) | [8 empty] | A
С двумя дискретными модулями (доп. 24 дискретных входа) | mit RTD- und Binärbaustein (zus. 24 binäre Eingänge) 3) | [8 empty] | B
С дискретным модулем (доп. 6 входов и 8 выходов) | mit RTD- und Binärbaustein (zus. 24 binäre Eingänge) 3) | [8 empty] | C
С дискретным модулем (доп. 6 входов и 8 выходов) и 24 дискретных входа | mit RTD- und Binärbaustein (zus. 24 binäre Eingänge) 3) | [8 empty] | D
С дискретным модулем (доп. 6 входов и 8 выходов) и аналоговый модуль | mit RTD- und Binärbaustein (zus. 24 binäre Eingänge) 3) | [8 empty] | E
С дискретным модулем (доп. 6 входов и 8 выходов) и модуль RTD (тепловой) | mit RTD- und Binärbaustein (zus. 24 binäre Eingänge) 3) | [8 empty] | F
С дискретным модулем (доп. 6 входов и 8 выходов) и модуль TGF | mit RTD- und Binärbaustein (zus. 24 binäre Eingänge) 3) | [8 empty] | G
Модули с (1-pole) сильноточным контактом 19): | Binärbausteine mit einpoliger Kontaktausführung für die Steuerung 19):
Без сильноточных контактов | ohne Leistungskontakt - Ausführung |  | По умолчанию
С одним модулем и сильноточными контактами (1-pole) | mit 1 Baustein mit Leistungskontakten (1-polig) | [12 empty] | -471
С двумя модулями и сильноточными контактами (1-pole) | mit 2 Bausteinen mit Leistungskontakten (1-polig) | [12 empty] | -472
Напряжение срабатывания входов: | Schaltschwelle der Binäreingänge:
>18 V (базовая конфигурация) | >18 V (Standardvariante) |  | По умолчанию
>90 V (60...70% of VA,nom = 125...150 V) 8) | >90 V (60...70% von UH,nom = 125...150 V) 8) | [13 empty] | -461
>155 V (60...70% of VA,nom = 220...250 V) 8) | >155 V (60...70% von UH,nom = 220...250 V) 8) | [13 empty] | -462
>73 V (67% of VA,nom = 110 V) 8) | >73 V (67% von UH,nom = 110 V) 8) | [13 empty] | -463
>146 V (67% of VA,nom = 220 V) 8) | >146 V (67% von UH,nom = 220 V) 8) | [13 empty] | -464
С коммуникационным/информационным интерфейсом: | mit Kommunikations-/ Informations-Schnittstelle:
Нет | ohne |  | По умолчанию
Протокол для переключения между: | Protokoll umschaltbar: | [14 empty] | -92
IEC 60870-5-101/-103, Modbus, DNP3, Courier | IEC 60870-5-101/-103, Modbus, DNP3, Courier
и плата IRIG-B для синхронизации по времени | und IRIG-B-Eingang für Uhrzeitsynchronisierung
и 2ой задний порт связи связи (RS485, IEC 60870-5-103) | und 2. Schnittstelle (RS485, IEC 60870-5-103)
порт RS485 (изолированный) | für Drahtanschluss, RS485, abgeriegelt | [15 empty] | 1
Оптоволокно (пластик), FSMA-connector | für Anschluss von Kunststoffaser, FSMA-Stecker | [15 empty] | 2
Оптоволокно(стекло), ST connector | für Anschluss von Glasfaser, ST-Stecker | [15 empty] | 4
Потокол IEC61850, одноканальное соединение | Protokoll IEC61850 | [14 empty] | -94
100 Mbit/s Ethernet, оптоволокно(стекло)SC и RJ45 | für Anschluss von 100 MHz Ethernet, Glasfaser-SC und Draht-RJ45
и 2ой задний порт связи (RS485, IEC 60870-5-103) | und 2. Schnittstelle (RS485, IEC 60870-5-103) | [15 empty] | 6
100 Mbit/s Ethernet,оптоволокно(стекло)ST и RJ45 | für Anschluss von 100 MHz Ethernet, Glasfaser-ST und Draht-RJ45
and 2nd interface (RS485, IEC 60870-5-103) | und 2. Schnittstelle (RS485, IEC 60870-5-103) | [15 empty] | 7
Protocol IEC61850, redundant connection 21) | Protokoll IEC61850 | [14 empty] | -98
For connection to 100 Mbit/s Ethernet, glass fiber ST, SHP
and IRIG-B input for clock synchronization
and 2nd interface (RS485, IEC 60870-5-103) | [16 empty] | 1
For connection to Mbit/s MHz Ethernet, glass fiber ST, RSTP
and IRIG-B input for clock synchronization
and 2nd interface (RS485, IEC 60870-5-103) | [16 empty] | 2
For connection to 100 Mbit/s Ethernet, glass fiber ST, dual homing
и 2ой задний порт связи (RS485, IEC 60870-5-103) | [16 empty] | 7
Протокол IEC61850, избыточное соединение 21) | Protokoll IEC61850 | [14 empty] | -98
Для подключения к 100 Mbit/s Ethernet, оптоволокном (стекло) ST, SHP
и плата IRIG-B для синхронизации по времени
и 2му заднему входу (RS485, IEC 60870-5-103) | [16 empty] | 1
Для подключения к Mbit/s MHz Ethernet, оптоволокном (стекло) ST, RSTP
и IRIG-B вход для синхронизации по времени
и 2му заднему входу (RS485, IEC 60870-5-103) | [16 empty] | 2
Для подключения к 100 Mbit/s Ethernet, оптоволокно (стекло) ST, двойное подключение
и плата IRIG-B для синхронизации по времени
и 2му заднему входу (RS485, IEC 60870-5-103) | [16 empty] | 3
Для связи используется 100 Mbit/s Ethernet, стекловолокно ST, PRP
и плата IRIG-B для синхронизации по времени
и 2му заднему входу (RS485, IEC 60870-5-103) | [16 empty] | 4
С защитным интерфейсом | mit Wirk-Schnittstelle:
Нет | ohne |  | Без продления заказа
Протокол InterMiCOM | Protokoll InterMiCOM | [16 empty] | -95
Для связи используется RS485 по витой паре | für Drahtanschluss, RS485, abgeriegelt | [17 empty] | 1
Для связи используется стекло-оптоволокно (ST connector) | für Anschluss von Glasfaser, ST-Stecker | [17 empty] | 4
Для связи используется RS232 по витой паре | für Drahtanschluss, RS232, abgeriegelt | [17 empty] | 5
Язык: | Sprache:
Английский (Немецкий) 4) | Englisch (Deutsch) 4) |  | По умолчанию
Px40 Английский (Английский) 4) | Px40 Englisch (Englisch) 4) |  | Не доступен - по запросу | [16 empty] | -800
Немецкий (Английский) 4) | Deutsch (Englisch) 4) | [18 empty] | -801
Французский (Английский) 4) | Französisch (Englisch) 4) | [18 empty] | -802
Испанский (Английский) 4) | Spanisch (Englisch) 4) | [18 empty] | -803
Польский (Английский) 4) | Polnisch (Englisch) 4) | [18 empty] | -804
Русский (Английский) 4) 7) | Russisch (Englisch) 4) 7) | [18 empty] | -805
Китайский (Английский) 4) 20) | Chinesisch (Englisch) 4) 20) | [18 empty] | -806
ПРИМЕЧАНИЯ:
2) Переключаемые в меню терминала параметры, параметры по умолчанию подчеркнуты. | 2) Umschaltung durch Parameter, Grundeinstellung ist unterstrichen!
3) Эта опция исключается, если заказан InterMiCOM (-95x) | 3) Nicht möglich bei gleichzeitiger Bestellung der Wirkschnittstelle (BA-Nr. -95x)
4) Второй язык интерфейса указан в скобках | 4) Zweite enthaltene Sprache in Klammern
7) Поддержка кириллицы | 7) Hardware Option, kyrillischer Zeichensatz anstelle Westeurop. Sonderzeichen unterstützt
8) Стандартные диапазоны срабатывания для входов | 8) Standardvariante empfohlen, falls höhere Schaltschwelle nicht ausdrücklich von der Applikation gefordert
10) Переходный вариант замыкания на землю только для вариантов с цепями тока и напряжения | 10) Option Erdschlusswischerbaustein nur möglich bei gleichzeitiger Bestellung von Strom- und Spannungswandler!
19) В зависимости от выбранного количества дискретных модулей (6 дискретных входов и 6 выходных реле); Использование только сильноточных контактов (1-pole)
20) Доступны только 40T варианты с китайским HMI | 20) Mit Chinesischem Display nur 40T-Gehäusevarianten lieferbar
21) IEC61850 избыточная связь с опциями питания от E до M

## Configurator
Latest version automatically displayed, for previous version enter date from "Availability" tab here -> | [10 empty] | 2013-04-05
Форма заказа | [12 empty] | MiCOM P139
Готовые к использованию конфигурации
1 - 4 |  | 5 | 6 | 7 |  | 8 | 9 | 10 | 11 | 12 13 |  |  |  | 14 | 15 | 16 | 17 | 18
P139 |  | 3 | 6 | 0 |  | 4 | 5 | H | 4 | TB |  |  |  | 0 | 2 | E | 0 | 5
PCS VARIANT P139 |  | 3 | 6 |  |  | 4 | 5 | H | 4 | L | T | H | J |  |  | 0 | 1 | 5
Терминал токовой защиты и управления | P139- | 3 | 6 | 9 | 0 | 4 | 5 | H | 4 | -312 | -420 | -634 | -737 |  | -462 | -921 |  | -805
Идентификационный код устройства в SAP |  | E13936045H4TB02E05
Версия аппаратного и программного обеспечения
Базовая комплектация:
3
Тип мотажа и тип дисплея:
6
Цепи тока=1.0A/5.0A (T1 to T4) |  | 9
Цепи напряжения:
4
Дополнительные модули входов/выходов: | [6 empty] | 5
Напряжение питания и дополнительные опции:
H
Дополнительные опции:
4
Hardware Issue (Date dependent) |  | L
Case Size / Ring or Pin |  | T
Software Issue - Major (Date dependent) |  | H
Software Issue - Minor (Date dependent) |  | J
Модули с (1-pole) сильноточным контактом:
0
Напряжение срабатывания входов:
2
С коммуникационным/информационным интерфейсом:
… |  | E
С защитным интерфейсом
0
Язык:
5

## Master Text
P139-369045H4-312-420-634-737-462-921-805
Терминал токовой защиты и управления
Базовая комплектация:
Корпус 40TE, подключение под фастон, базовая конфигурация с 4 дискретными входами, 8 выходными реле и 6 дискретными входами and 6 выходными реле (2-pole) для (2-pole) управления 3-мя распределительными устройствами
Тип мотажа и тип дисплея:
Утопленный с задним подключением
Цепи напряжения:
Vnom = 50 ... 130 V (4-pole)
Цепи тока:
Inom = 1 / 5A (NCIT : 22.5 mV at 50A)
Дополнительные модули входов/выходов:
1 модуль входов/выходов ( 6 дискретных входов/6 выходов) (2-pole)) для управления 3-мя дополнительными распределительными устройствами
Напряжение питания и дополнительные опции:
60 ... 250 VDC / 100 ... 230 VAC и 6 релейных выходов
Дополнительные опции:
24 дискретных входа
Модули с (1-pole) сильноточным контактом: :
Два модуля без сильноточных контактов
Напряжение срабатывания входов:
>155V (60 to 70% of Vnom = 220 to 250V)
С коммуникационным/информационным интерфейсом:
Протокол для переключения между: IEC 60870-5-101/-103, Modbus, DNP3, Courier и плата IRIG-B для синхронизации по времени и 2ой задний порт связи связи (RS485, IEC 60870-5-103) порт RS485 (изолированный)
С защитным интерфейсом
Нет
Язык:
Русский (Английский)
ATEX II (2) G

## Tendering
|  | 1 | 2 | 3 | 4 | 5 | 6 | 7 | 8 | 9 | 10 | 11 | 12 | 13 | 14 | 15 | 16 | 17 | 18 | 20 | 20
Cortec Landing cell : | P1393500030PZ03000 | P | 1 | 3 | 9 | 3 | 5 | 0 | 0 | 0 | 3 | 0 | P | Z | 0 | 3 | 0 | 0 | 0
Configurator feedback : | P13936045H4TB02E05 | P | 1 | 3 | 9 | 3 | 6 | 0 | 4 | 5 | H | 4 | T | B | 0 | 2 | E | 0 | 5 | double digit in same row
0
Cortec digit control 1 | [20 empty] | 5 | bar: 1
Cortec digit control 2 | [20 empty] | 6 | bar: 2
Cortec digit control 3 |  | 3: 3 |  | 7
Cortec digit control 4 |  | 4: 9 |  | 8
$B$20 | 1 | 5: 3 |  | 9
$B$25 | 2 | 6: 6 |  | 10
$B$25 | 1 | 7: 0 |  | 11
$B$35 | 2 | 8: 4 |  | 12
$B$41 | 2 | 9: 5 |  | 13
$B$45 | 4 | [19 empty] | 14 | bar: 10
$B$57 | 5 | 11: 4 |  | 15
$B$1 | 9 | [19 empty] | 16 | bar: 12 to 13
$B$81 | 1 | 14: 0 |  | 17
$B$86 | 3 | 15: 2 |  | 18
$B$70 | 2 | [19 empty] | 19 | bar: 16
$B$76 | 1 | [19 empty] | 20
$B$93 | 1 | 17: 0 |  | 21
$B$100 | 7 | 18: 5 |  | 22
$B$110 | 1 | [19 empty] | 23
$B$140 | 1 | [19 empty] | 24
0
0
0
0
0
0
0

## Processor Lookup (hidden)
|  | -312 | -311 | -310 | -309 | -308 | -307 | -306 | -304 | -303 | -302 | -301
5 | 2 | E9651472 | E9651472 | E9651472 | E9651472 | E9650135 | E9650135 | E9650135 | E9650135 | E0337875 | E0337875 | E0337875
6 | 3 | E9651472 | E9651472 | E9651472 | E9651472 | E9650135 | E9650135 | E9650135 | E9650135 | E0337875 | E0337875 | E0337875
7 | 4 | E9651472 | E9651472 | E9651472 | E9651472 | E9651428 | E9651428 | E9651428 | E9651428 | E0337875 | E0337875 | E0337875
9 | 5 | E9651472 | E9651472 | E9651472 | E9651472 | E9651428 | E9651428 | E9651428 | E9651428 | E0337875 | E0337875 | E0337875
E9651472
3

## Date Drivers (hidden)
Key Date | 2013-04-05
| 2008-02-15 | 2008-06-06 | 2009-02-04 | 2010-09-17 | 2011-03-07 | 2011-03-08 | 2011-11-14 | 2011-11-24 | 2011-12-01 | 2011-12-06 | 2012-01-10 | 2012-03-05 | 2012-03-06 | 2012-03-07 | 2012-08-22 | 2013-03-04 | 2013-04-05 | 2013-04-06 | 2013-05-23 | 2013-07-16 | 2013-08-14 | 2014-06-18 | 2014-08-27 | 2014-12-04 | 2015-02-16
Basic device | Корпус 40TE, подключение под фастон | Корпус 40TE, подключение под фастон | Корпус 40TE, подключение под фастон | Корпус 40TE, подключение под фастон | Корпус 40TE, подключение под фастон | Корпус 40TE, подключение под фастон | Корпус 40TE, подключение под фастон | Корпус 40TE, подключение под фастон | Корпус 40TE, подключение под фастон | Корпус 40TE, подключение под фастон | Корпус 40TE, подключение под фастон | Корпус 40TE, подключение под фастон | Корпус 40TE, подключение под фастон | Корпус 40TE, подключение под фастон | Корпус 40TE, подключение под фастон | Корпус 40TE, подключение под фастон | Корпус 40TE, подключение под фастон | Корпус 40TE, подключение под фастон | Корпус 40TE, подключение под фастон | Корпус 40TE, подключение под фастон | Корпус 40TE, подключение под фастон | Корпус 40TE, подключение под фастон | Корпус 40TE, подключение под фастон | Корпус 40TE, подключение под фастон | Корпус 40TE, подключение под фастон | 2
| Корпус 40TE, CT/VT под винт, I/O подключение под фастон цепей тока | Корпус 40TE, CT/VT под винт, I/O подключение под фастон цепей тока | Корпус 40TE, CT/VT под винт, I/O подключение под фастон цепей тока | Корпус 40TE, CT/VT под винт, I/O подключение под фастон цепей тока | Корпус 40TE, CT/VT под винт, I/O подключение под фастон цепей тока | Корпус 40TE, CT/VT под винт, I/O подключение под фастон цепей тока | Корпус 40TE, CT/VT под винт, I/O подключение под фастон цепей тока | Корпус 40TE, CT/VT под винт, I/O подключение под фастон цепей тока | Корпус 40TE, CT/VT под винт, I/O подключение под фастон цепей тока | Корпус 40TE, CT/VT под винт, I/O подключение под фастон цепей тока | Корпус 40TE, CT/VT под винт, I/O подключение под фастон цепей тока | Корпус 40TE, CT/VT под винт, I/O подключение под фастон цепей тока | Корпус 40TE, CT/VT под винт, I/O подключение под фастон цепей тока | Корпус 40TE, CT/VT под винт, I/O подключение под фастон цепей тока | Корпус 40TE, CT/VT под винт, I/O подключение под фастон цепей тока | Корпус 40TE, CT/VT под винт, I/O подключение под фастон цепей тока | Корпус 40TE, CT/VT под винт, I/O подключение под фастон цепей тока | Корпус 40TE, CT/VT под винт, I/O подключение под фастон цепей тока | Корпус 40TE, CT/VT под винт, I/O подключение под фастон цепей тока | Корпус 40TE, CT/VT под винт, I/O подключение под фастон цепей тока | Корпус 40TE, CT/VT под винт, I/O подключение под фастон цепей тока | Корпус 40TE, CT/VT под винт, I/O подключение под фастон цепей тока | Корпус 40TE, CT/VT под винт, I/O подключение под фастон цепей тока | Корпус 40TE, CT/VT под винт, I/O подключение под фастон цепей тока | Корпус 40TE, CT/VT под винт, I/O подключение под фастон цепей тока | 3
| Корпус 84TE, подключение под винт всех цепей | Корпус 84TE, подключение под винт всех цепей | Корпус 84TE, подключение под винт всех цепей | Корпус 84TE, подключение под винт всех цепей | Корпус 84TE, подключение под винт всех цепей | Корпус 84TE, подключение под винт всех цепей | Корпус 84TE, подключение под винт всех цепей | Корпус 84TE, подключение под винт всех цепей | Корпус 84TE, подключение под винт всех цепей | Корпус 84TE, подключение под винт всех цепей | Корпус 84TE, подключение под винт всех цепей | Корпус 84TE, подключение под винт всех цепей | Корпус 84TE, подключение под винт всех цепей | Корпус 84TE, подключение под винт всех цепей | Корпус 84TE, подключение под винт всех цепей | Корпус 84TE, подключение под винт всех цепей | Корпус 84TE, подключение под винт всех цепей | Корпус 84TE, подключение под винт всех цепей | Корпус 84TE, подключение под винт всех цепей | Корпус 84TE, подключение под винт всех цепей | Корпус 84TE, подключение под винт всех цепей | Корпус 84TE, подключение под винт всех цепей | Корпус 84TE, подключение под винт всех цепей | Корпус 84TE, подключение под винт всех цепей | Корпус 84TE, подключение под винт всех цепей | 4
Mounting option and display | [25 empty] | 5
| Навесной с передним подключением | Навесной с передним подключением | Навесной с передним подключением | Навесной с передним подключением | Навесной с передним подключением | Навесной с передним подключением | Навесной с передним подключением | Навесной с передним подключением | Навесной с передним подключением | Навесной с передним подключением | Навесной с передним подключением | Навесной с передним подключением | Навесной с передним подключением | Навесной с передним подключением | Навесной с передним подключением | Навесной с передним подключением | Навесной с передним подключением | Навесной с передним подключением | Навесной с передним подключением | Навесной с передним подключением | Навесной с передним подключением | Навесной с передним подключением | Навесной с передним подключением | Навесной с передним подключением | Навесной с передним подключением | 6
| Утопленный с задним подключением | Утопленный с задним подключением | Утопленный с задним подключением | Утопленный с задним подключением | Утопленный с задним подключением | Утопленный с задним подключением | Утопленный с задним подключением | Утопленный с задним подключением | Утопленный с задним подключением | Утопленный с задним подключением | Утопленный с задним подключением | Утопленный с задним подключением | Утопленный с задним подключением | Утопленный с задним подключением | Утопленный с задним подключением | Утопленный с задним подключением | Утопленный с задним подключением | Утопленный с задним подключением | Утопленный с задним подключением | Утопленный с задним подключением | Утопленный с задним подключением | Утопленный с задним подключением | Утопленный с задним подключением | Утопленный с задним подключением | Утопленный с задним подключением | 7
| Навесной с передним подключением и съемным ЧМИ | Навесной с передним подключением и съемным ЧМИ | Навесной с передним подключением и съемным ЧМИ | Навесной с передним подключением и съемным ЧМИ | Навесной с передним подключением и съемным ЧМИ | Навесной с передним подключением и съемным ЧМИ | Навесной с передним подключением и съемным ЧМИ | Навесной с передним подключением и съемным ЧМИ | Навесной с передним подключением и съемным ЧМИ | Навесной с передним подключением и съемным ЧМИ | Навесной с передним подключением и съемным ЧМИ | Навесной с передним подключением и съемным ЧМИ | Навесной с передним подключением и съемным ЧМИ | Навесной с передним подключением и съемным ЧМИ | Навесной с передним подключением и съемным ЧМИ | Навесной с передним подключением и съемным ЧМИ | Навесной с передним подключением и съемным ЧМИ | Навесной с передним подключением и съемным ЧМИ | Навесной с передним подключением и съемным ЧМИ | Навесной с передним подключением и съемным ЧМИ | Навесной с передним подключением и съемным ЧМИ | Навесной с передним подключением и съемным ЧМИ | Навесной с передним подключением и съемным ЧМИ | Навесной с передним подключением и съемным ЧМИ | Навесной с передним подключением и съемным ЧМИ | 8
| Утопленный с задним подключением и съемным ЧМИ | Утопленный с задним подключением и съемным ЧМИ | Утопленный с задним подключением и съемным ЧМИ | Утопленный с задним подключением и съемным ЧМИ | Утопленный с задним подключением и съемным ЧМИ | Утопленный с задним подключением и съемным ЧМИ | Утопленный с задним подключением и съемным ЧМИ | Утопленный с задним подключением и съемным ЧМИ | Утопленный с задним подключением и съемным ЧМИ | Утопленный с задним подключением и съемным ЧМИ | Утопленный с задним подключением и съемным ЧМИ | Утопленный с задним подключением и съемным ЧМИ | Утопленный с задним подключением и съемным ЧМИ | Утопленный с задним подключением и съемным ЧМИ | Утопленный с задним подключением и съемным ЧМИ | Утопленный с задним подключением и съемным ЧМИ | Утопленный с задним подключением и съемным ЧМИ | Утопленный с задним подключением и съемным ЧМИ | Утопленный с задним подключением и съемным ЧМИ | Утопленный с задним подключением и съемным ЧМИ | Утопленный с задним подключением и съемным ЧМИ | Утопленный с задним подключением и съемным ЧМИ | Утопленный с задним подключением и съемным ЧМИ | Утопленный с задним подключением и съемным ЧМИ | Утопленный с задним подключением и съемным ЧМИ | 9
10
11
12
13
Voltage transformer | [25 empty] | 14
| Нет | Нет | Нет | Нет | Нет | Нет | Нет | Нет | Нет | Нет | Нет | Нет | Нет | Нет | Нет | Нет | Нет | Нет | Нет | Нет |  | Нет | Нет | Нет | Нет | 15
| Vnom = 50 ... 130 V (4-pole) | Vnom = 50 ... 130 V (4-pole) | Vnom = 50 ... 130 V (4-pole) | Vnom = 50 ... 130 V (4-pole) | Vnom = 50 ... 130 V (4-pole) | Vnom = 50 ... 130 V (4-pole) | Vnom = 50 ... 130 V (4-pole) | Vnom = 50 ... 130 V (4-pole) | Vnom = 50 ... 130 V (4-pole) | Vnom = 50 ... 130 V (4-pole) | Vnom = 50 ... 130 V (4-pole) | Vnom = 50 ... 130 V (4-pole) | Vnom = 50 ... 130 V (4-pole) | Vnom = 50 ... 130 V (4-pole) | Vnom = 50 ... 130 V (4-pole) | Vnom = 50 ... 130 V (4-pole) | Vnom = 50 ... 130 V (4-pole) | Vnom = 50 ... 130 V (4-pole) | Vnom = 50 ... 130 V (4-pole) | Vnom = 50 ... 130 V (4-pole) | Vnom = 50 ... 130 V (4-pole) | Vnom = 50 ... 130 V (4-pole) | Vnom = 50 ... 130 V (4-pole) | Vnom = 50 ... 130 V (4-pole) | Vnom = 50 ... 130 V (4-pole) | 16
| Vnom = 50 ... 130 V (5-pole) цепи синхронизма | Vnom = 50 ... 130 V (5-pole) цепи синхронизма | Vnom = 50 ... 130 V (5-pole) цепи синхронизма | Vnom = 50 ... 130 V (5-pole) цепи синхронизма | Vnom = 50 ... 130 V (5-pole) цепи синхронизма | Vnom = 50 ... 130 V (5-pole) цепи синхронизма | Vnom = 50 ... 130 V (5-pole) цепи синхронизма | Vnom = 50 ... 130 V (5-pole) цепи синхронизма | Vnom = 50 ... 130 V (5-pole) цепи синхронизма | Vnom = 50 ... 130 V (5-pole) цепи синхронизма | Vnom = 50 ... 130 V (5-pole) цепи синхронизма | Vnom = 50 ... 130 V (5-pole) цепи синхронизма | Vnom = 50 ... 130 V (5-pole) цепи синхронизма | Vnom = 50 ... 130 V (5-pole) цепи синхронизма | Vnom = 50 ... 130 V (5-pole) цепи синхронизма | Vnom = 50 ... 130 V (5-pole) цепи синхронизма | Vnom = 50 ... 130 V (5-pole) цепи синхронизма | Vnom = 50 ... 130 V (5-pole) цепи синхронизма | Vnom = 50 ... 130 V (5-pole) цепи синхронизма | Vnom = 50 ... 130 V (5-pole) цепи синхронизма | Vnom = 50 ... 130 V (5-pole) цепи синхронизма | Vnom = 50 ... 130 V (5-pole) цепи синхронизма | Vnom = 50 ... 130 V (5-pole) цепи синхронизма | Vnom = 50 ... 130 V (5-pole) цепи синхронизма | Vnom = 50 ... 130 V (5-pole) цепи синхронизма | 17
CT/VT-Boards with NCIT | 2008-02-15: CT/VT Boards with NCIT : this option is not currently available.; 2008-06-06: CT/VT Boards with NCIT : this option is not currently available.; 2010-09-17: CT/VT Boards with NCIT : this option is not currently available.; 2011-12-06: CT/VT Boards with NCIT : this option is not currently available. | 18
19 | bar: 2008-02-15 to 2015-02-16
Additional options | [25 empty] | 20
| Нет | Нет | Нет | Нет | Нет | Нет | Нет | Нет | Нет | Нет | Нет | Нет | Нет | Нет | Нет | Нет | Нет | Нет | Нет | Нет | Нет | Нет | Нет | Нет | Нет | 21
| 1 модуль входов/выходов ( 6 дискретных входов/6 выходов) для управления 3-мя дополнительными распределительными устройствами | 1 модуль входов/выходов ( 6 дискретных входов/6 выходов) для управления 3-мя дополнительными распределительными устройствами | 1 модуль входов/выходов ( 6 дискретных входов/6 выходов) для управления 3-мя дополнительными распределительными устройствами | 1 модуль входов/выходов ( 6 дискретных входов/6 выходов) для управления 3-мя дополнительными распределительными устройствами | 1 модуль входов/выходов ( 6 дискретных входов/6 выходов) (2-pole)) для управления 3-мя дополнительными распределительными устройствами | 1 модуль входов/выходов ( 6 дискретных входов/6 выходов) (2-pole)) для управления 3-мя дополнительными распределительными устройствами | 1 модуль входов/выходов ( 6 дискретных входов/6 выходов) (2-pole)) для управления 3-мя дополнительными распределительными устройствами | 1 модуль входов/выходов ( 6 дискретных входов/6 выходов) (2-pole)) для управления 3-мя дополнительными распределительными устройствами | 1 модуль входов/выходов ( 6 дискретных входов/6 выходов) (2-pole)) для управления 3-мя дополнительными распределительными устройствами | 1 модуль входов/выходов ( 6 дискретных входов/6 выходов) для управления 3-мя дополнительными распределительными устройствами | 1 модуль входов/выходов ( 6 дискретных входов/6 выходов) (2-pole)) для управления 3-мя дополнительными распределительными устройствами | 1 модуль входов/выходов ( 6 дискретных входов/6 выходов) (2-pole)) для управления 3-мя дополнительными распределительными устройствами | 1 модуль входов/выходов ( 6 дискретных входов/6 выходов) (2-pole)) для управления 3-мя дополнительными распределительными устройствами | 1 модуль входов/выходов ( 6 дискретных входов/6 выходов) (2-pole)) для управления 3-мя дополнительными распределительными устройствами | 1 модуль входов/выходов ( 6 дискретных входов/6 выходов) (2-pole)) для управления 3-мя дополнительными распределительными устройствами | 1 модуль входов/выходов ( 6 дискретных входов/6 выходов) (2-pole)) для управления 3-мя дополнительными распределительными устройствами | 1 модуль входов/выходов ( 6 дискретных входов/6 выходов) (2-pole)) для управления 3-мя дополнительными распределительными устройствами | 1 модуль входов/выходов ( 6 дискретных входов/6 выходов) (2-pole)) для управления 3-мя дополнительными распределительными устройствами | 1 модуль входов/выходов ( 6 дискретных входов/6 выходов) (2-pole)) для управления 3-мя дополнительными распределительными устройствами | 1 модуль входов/выходов ( 6 дискретных входов/6 выходов) (2-pole)) для управления 3-мя дополнительными распределительными устройствами | 1 модуль входов/выходов ( 6 дискретных входов/6 выходов) (2-pole)) для управления 3-мя дополнительными распределительными устройствами | 1 модуль входов/выходов ( 6 дискретных входов/6 выходов) (2-pole)) для управления 3-мя дополнительными распределительными устройствами | 1 модуль входов/выходов ( 6 дискретных входов/6 выходов) (2-pole)) для управления 3-мя дополнительными распределительными устройствами | 1 модуль входов/выходов ( 6 дискретных входов/6 выходов) (2-pole)) для управления 3-мя дополнительными распределительными устройствами | 1 модуль входов/выходов ( 6 дискретных входов/6 выходов) (2-pole)) для управления 3-мя дополнительными распределительными устройствами | 22
Power supply and additional option | [25 empty] | 23
| 24Vdc | 24Vdc | 24Vdc | 24Vdc | 24Vdc | 24Vdc | 24Vdc | 24Vdc | 24 … 60Vdc | 24Vdc | 24 … 60Vdc | 24 … 60Vdc | 24Vdc | 24Vdc | 24 … 60Vdc | 24 … 60Vdc | 24 … 60Vdc | 24 … 60Vdc | 24 … 60Vdc | 24 … 60Vdc | 24 … 60Vdc | 24 … 60Vdc | 24 … 60Vdc | 24 … 60Vdc | 24 … 60Vdc | 24
| 48 to 250Vdc/100 to 230Vac | 48 to 250Vdc/100 to 230Vac | 48 to 250Vdc/100 to 230Vac | 48 to 250Vdc/100 to 230Vac | 48 to 250Vdc/100 to 230Vac | 48 to 250Vdc/100 to 230Vac | 48 to 250Vdc/100 to 230Vac | 48 to 250Vdc/100 to 230Vac | 60 ... 250Vdc/100 ... 230Vac | 48 to 250Vdc/100 to 230Vac | 60 ... 250Vdc/100 ... 230Vac | 60 ... 250Vdc/100 ... 230Vac | 48 to 250Vdc/100 to 230Vac | 48 to 250Vdc/100 to 230Vac | 60 ... 250Vdc/100 ... 230Vac | 60 ... 250Vdc/100 ... 230Vac | 60 ... 250Vdc/100 ... 230Vac | 60 ... 250Vdc/100 ... 230Vac | 60 ... 250Vdc/100 ... 230Vac | 60 ... 250Vdc/100 ... 230Vac | 60 ... 250Vdc/100 ... 230Vac | 60 ... 250Vdc/100 ... 230Vac | 60 ... 250Vdc/100 ... 230Vac | 60 ... 250Vdc/100 ... 230Vac | 60 ... 250Vdc/100 ... 230Vac | 25
| 24 VDC и 6 релейных выходов | 24 VDC и 6 релейных выходов | 24 VDC и 6 релейных выходов | 24 VDC и 6 релейных выходов | 24 VDC и 6 релейных выходов | 24 VDC и 6 релейных выходов | 24 VDC и 6 релейных выходов | 24 VDC и 6 релейных выходов | 24 ... 60 VDC и 6 релейных выходов | 24 VDC и 6 релейных выходов | 24 ... 60 VDC и 6 релейных выходов | 24 ... 60 VDC и 6 релейных выходов | 24 VDC и 6 релейных выходов | 24 VDC и 6 релейных выходов | 24 ... 60 VDC и 6 релейных выходов | 24 ... 60 VDC и 6 релейных выходов | 24 ... 60 VDC и 6 релейных выходов | 24 ... 60 VDC и 6 релейных выходов | 24 ... 60 VDC и 6 релейных выходов | 24 ... 60 VDC и 6 релейных выходов | 24 ... 60 VDC и 6 релейных выходов | 24 ... 60 VDC и 6 релейных выходов | 24 ... 60 VDC и 6 релейных выходов | 24 ... 60 VDC и 6 релейных выходов | 24 ... 60 VDC и 6 релейных выходов | 26
| 48 ... 250 VDC / 100 ... 230 VAC и 6 релейных выходов | 48 ... 250 VDC / 100 ... 230 VAC и 6 релейных выходов | 48 ... 250 VDC / 100 ... 230 VAC и 6 релейных выходов | 48 ... 250 VDC / 100 ... 230 VAC и 6 релейных выходов | 48 ... 250 VDC / 100 ... 230 VAC и 6 релейных выходов | 48 ... 250 VDC / 100 ... 230 VAC и 6 релейных выходов | 48 ... 250 VDC / 100 ... 230 VAC и 6 релейных выходов | 48 ... 250 VDC / 100 ... 230 VAC и 6 релейных выходов | 60 ... 250 VDC / 100 ... 230 VAC и 6 релейных выходов | 48 ... 250 VDC / 100 ... 230 VAC и 6 релейных выходов | 60 ... 250 VDC / 100 ... 230 VAC и 6 релейных выходов | 60 ... 250 VDC / 100 ... 230 VAC и 6 релейных выходов | 48 ... 250 VDC / 100 ... 230 VAC и 6 релейных выходов | 48 ... 250 VDC / 100 ... 230 VAC и 6 релейных выходов | 60 ... 250 VDC / 100 ... 230 VAC и 6 релейных выходов | 60 ... 250 VDC / 100 ... 230 VAC и 6 релейных выходов | 60 ... 250 VDC / 100 ... 230 VAC и 6 релейных выходов | 60 ... 250 VDC / 100 ... 230 VAC и 6 релейных выходов | 60 ... 250 VDC / 100 ... 230 VAC и 6 релейных выходов | 60 ... 250 VDC / 100 ... 230 VAC и 6 релейных выходов | 60 ... 250 VDC / 100 ... 230 VAC и 6 релейных выходов | 60 ... 250 VDC / 100 ... 230 VAC и 6 релейных выходов | 60 ... 250 VDC / 100 ... 230 VAC и 6 релейных выходов | 60 ... 250 VDC / 100 ... 230 VAC и 6 релейных выходов | 60 ... 250 VDC / 100 ... 230 VAC и 6 релейных выходов | 27
|  |  | 24 VDC и 6 релейных входов и 3 дискретных выхода |  | 24 VDC и 6 релейных входов и 3 дискретных выхода | 24 VDC и 6 релейных входов и 3 дискретных выхода | 24 VDC и 6 релейных входов и 3 дискретных выхода | 24 VDC и 6 релейных входов и 3 дискретных выхода | 24 ... 60 VDC и 6 релейных входов и 3 дискретных выхода |  | 24 ... 60 VDC и 6 релейных входов и 3 дискретных выхода | 24 ... 60 VDC и 6 релейных входов и 3 дискретных выхода | 24 VDC и 6 релейных входов и 3 дискретных выхода | 24 VDC и 6 релейных входов и 3 дискретных выхода | 24 ... 60 VDC и 6 релейных входов и 3 дискретных выхода | 24 ... 60 VDC и 6 релейных входов и 3 дискретных выхода | 24 ... 60 VDC и 6 релейных входов и 3 дискретных выхода | 24 ... 60 VDC и 6 релейных входов и 3 дискретных выхода | 24 ... 60 VDC и 6 релейных входов и 3 дискретных выхода | 24 ... 60 VDC и 6 релейных входов и 3 дискретных выхода | 24 ... 60 VDC и 6 релейных входов и 3 дискретных выхода | 24 ... 60 VDC и 6 релейных входов и 3 дискретных выхода | 24 ... 60 VDC и 6 релейных входов и 3 дискретных выхода | 24 ... 60 VDC и 6 релейных входов и 3 дискретных выхода | 24 ... 60 VDC и 6 релейных входов и 3 дискретных выхода | 28
|  |  | 48 … 250Vdc / 100 … 230Vac и 6 релейных входов и 3 дискретных выхода |  | 48 … 250Vdc / 100 … 230Vac и 6 релейных входов и 3 дискретных выхода | 48 … 250Vdc / 100 … 230Vac и 6 релейных входов и 3 дискретных выхода | 48 … 250Vdc / 100 … 230Vac и 6 релейных входов и 3 дискретных выхода | 48 … 250Vdc / 100 … 230Vac и 6 релейных входов и 3 дискретных выхода | 60 … 250Vdc / 100 … 230Vac и 6 релейных входов и 3 дискретных выхода |  | 60 … 250Vdc / 100 … 230Vac и 6 релейных входов и 3 дискретных выхода | 60 … 250Vdc / 100 … 230Vac и 6 релейных входов и 3 дискретных выхода | 48 … 250Vdc / 100 … 230Vac и 6 релейных входов и 3 дискретных выхода | 48 … 250Vdc / 100 … 230Vac и 6 релейных входов и 3 дискретных выхода | 60 … 250Vdc / 100 … 230Vac и 6 релейных входов и 3 дискретных выхода | 60 … 250Vdc / 100 … 230Vac и 6 релейных входов и 3 дискретных выхода | 60 … 250Vdc / 100 … 230Vac и 6 релейных входов и 3 дискретных выхода | 60 … 250Vdc / 100 … 230Vac и 6 релейных входов и 3 дискретных выхода | 60 … 250Vdc / 100 … 230Vac и 6 релейных входов и 3 дискретных выхода | 60 … 250Vdc / 100 … 230Vac и 6 релейных входов и 3 дискретных выхода | 60 … 250Vdc / 100 … 230Vac и 6 релейных входов и 3 дискретных выхода | 60 … 250Vdc / 100 … 230Vac и 6 релейных входов и 3 дискретных выхода | 60 … 250Vdc / 100 … 230Vac и 6 релейных входов и 3 дискретных выхода | 60 … 250Vdc / 100 … 230Vac и 6 релейных входов и 3 дискретных выхода | 60 … 250Vdc / 100 … 230Vac и 6 релейных входов и 3 дискретных выхода | 29
|  |  | 24 VDC и 4 сильноточных контакта |  | 24 VDC и 4 сильноточных контакта | 24 VDC и 4 сильноточных контакта | 24 VDC и 4 сильноточных контакта | 24 VDC и 4 сильноточных контакта | 24 ... 60 VDC и 4 сильноточных контакта |  | 24 ... 60 VDC и 4 сильноточных контакта | 24 ... 60 VDC и 4 сильноточных контакта | 24 VDC и 4 сильноточных контакта | 24 VDC и 4 сильноточных контакта | 24 ... 60 VDC и 4 сильноточных контакта | 24 ... 60 VDC и 4 сильноточных контакта | 24 ... 60 VDC и 4 сильноточных контакта | 24 ... 60 VDC и 4 сильноточных контакта | 24 ... 60 VDC и 4 сильноточных контакта | 24 ... 60 VDC и 4 сильноточных контакта | 24 ... 60 VDC и 4 сильноточных контакта | 24 ... 60 VDC и 4 сильноточных контакта | 24 ... 60 VDC и 4 сильноточных контакта | 24 ... 60 VDC и 4 сильноточных контакта | 24 ... 60 VDC и 4 сильноточных контакта | 30
|  |  | 48 ... 250 VDC / 100 ... 230 VAC и 4 сильноточных контакта |  | 48 ... 250 VDC / 100 ... 230 VAC и 4 сильноточных контакта | 48 ... 250 VDC / 100 ... 230 VAC и 4 сильноточных контакта | 48 ... 250 VDC / 100 ... 230 VAC и 4 сильноточных контакта | 48 ... 250 VDC / 100 ... 230 VAC и 4 сильноточных контакта | 60 ... 250 VDC / 100 ... 230 VAC и 4 сильноточных контакта |  | 60 ... 250 VDC / 100 ... 230 VAC и 4 сильноточных контакта | 60 ... 250 VDC / 100 ... 230 VAC и 4 сильноточных контакта | 48 ... 250 VDC / 100 ... 230 VAC и 4 сильноточных контакта | 48 ... 250 VDC / 100 ... 230 VAC и 4 сильноточных контакта | 60 ... 250 VDC / 100 ... 230 VAC и 4 сильноточных контакта | 60 ... 250 VDC / 100 ... 230 VAC и 4 сильноточных контакта | 60 ... 250 VDC / 100 ... 230 VAC и 4 сильноточных контакта | 60 ... 250 VDC / 100 ... 230 VAC и 4 сильноточных контакта | 60 ... 250 VDC / 100 ... 230 VAC и 4 сильноточных контакта | 60 ... 250 VDC / 100 ... 230 VAC и 4 сильноточных контакта | 60 ... 250 VDC / 100 ... 230 VAC и 4 сильноточных контакта | 60 ... 250 VDC / 100 ... 230 VAC и 4 сильноточных контакта | 60 ... 250 VDC / 100 ... 230 VAC и 4 сильноточных контакта | 60 ... 250 VDC / 100 ... 230 VAC и 4 сильноточных контакта | 60 ... 250 VDC / 100 ... 230 VAC и 4 сильноточных контакта | 31
32
33
Hardware Issue (Date dependent) | [25 empty] | 34
| G | G | H | G | H | I | H | J | K | G | L | L | H | H | L | L | L | L | M | M | M | M | L | N | O | 35
| -307 | -307 | -308 | -307 | -308 | -309 | -308 | -310 | -311 | -307 | -312 | -312 | -308 | -308 | -312 | -312 | -312 | -312 | -313 | -313 | -313 | -313 | -312 | -314 | -315 | 36
Case Size / Ring or Pin | [25 empty] | 37
| -411 | -411 | -414 | -411 | -414 | -414 | -414 | -417 | -417 | -411 | -420 | -420 | -414 | -414 | -420 | -420 | -420 | -420 | -420 | -420 | -420 | -420 | -420 | -420 | -423 | 38
| K | K | N | K | N | N | N | Q | Q | K | T | T | N | N | T | T | T | T | T | T | T | T | T | T | W | 39
| -412 | -412 | -415 | -412 | -415 | -415 | -415 | -418 | -418 | -412 | -421 | -421 | -415 | -415 | -421 | -421 | -421 | -421 | -421 | -421 | -421 | -421 | -421 | -421 | -424 | 40
| L | L | O | L | O | O | O | R | R | L | U | U | O | O | U | U | U | U | U | U | U | U | U | U | X | 41
| -413 | -413 | -416 | -413 | -416 | -416 | -416 | -419 | -419 | -413 | -422 | -422 | -416 | -416 | -422 | -422 | -422 | -422 | -422 | -422 | -422 | -422 | -422 | -422 | -425 | 42
| M | M | P | M | P | P | P | S | S | M | V | V | P | P | V | V | V | V | V | V | V | V | V | V | Y | 43
Additional options | [25 empty] | 44
| Нет | Нет | Нет | Нет | Нет | Нет | Нет | Нет | Нет | Нет | Нет | Нет | Нет | Нет | Нет | Нет | Нет | Нет | Нет | Нет | Нет | Нет | Нет | Нет | Нет | 45
| С модулем определения перемежающегося КЗ на землю | С модулем определения перемежающегося КЗ на землю | С модулем определения перемежающегося КЗ на землю | С модулем определения перемежающегося КЗ на землю | С модулем определения перемежающегося КЗ на землю | С модулем определения перемежающегося КЗ на землю | С модулем определения перемежающегося КЗ на землю | С модулем определения перемежающегося КЗ на землю | С модулем определения перемежающегося КЗ на землю | С модулем определения перемежающегося КЗ на землю | С модулем определения перемежающегося КЗ на землю | С модулем определения перемежающегося КЗ на землю | С модулем определения перемежающегося КЗ на землю | С модулем определения перемежающегося КЗ на землю | С модулем определения перемежающегося КЗ на землю | С модулем определения перемежающегося КЗ на землю | С модулем определения перемежающегося КЗ на землю | С модулем определения перемежающегося КЗ на землю | С модулем определения перемежающегося КЗ на землю | С модулем определения перемежающегося КЗ на землю | С модулем определения перемежающегося КЗ на землю | С модулем определения перемежающегося КЗ на землю | С модулем определения перемежающегося КЗ на землю | С модулем определения перемежающегося КЗ на землю | С модулем определения перемежающегося КЗ на землю | 46
| С аналоговым модулем | С аналоговым модулем | С аналоговым модулем | С аналоговым модулем | С аналоговым модулем | С аналоговым модулем | С аналоговым модулем | С аналоговым модулем | С аналоговым модулем | С аналоговым модулем | С аналоговым модулем | С аналоговым модулем | С аналоговым модулем | С аналоговым модулем | С аналоговым модулем | С аналоговым модулем | С аналоговым модулем | С аналоговым модулем | С аналоговым модулем | С аналоговым модулем | С аналоговым модулем | С аналоговым модулем | С аналоговым модулем | С аналоговым модулем | С аналоговым модулем | 47
| С модулем определения перемежающегося КЗ на землю и аналоговым модулем | С модулем определения перемежающегося КЗ на землю и аналоговым модулем | С модулем определения перемежающегося КЗ на землю и аналоговым модулем | С модулем определения перемежающегося КЗ на землю и аналоговым модулем | С модулем определения перемежающегося КЗ на землю и аналоговым модулем | С модулем определения перемежающегося КЗ на землю и аналоговым модулем | С модулем определения перемежающегося КЗ на землю и аналоговым модулем | С модулем определения перемежающегося КЗ на землю и аналоговым модулем | С модулем определения перемежающегося КЗ на землю и аналоговым модулем | С модулем определения перемежающегося КЗ на землю и аналоговым модулем | С модулем определения перемежающегося КЗ на землю и аналоговым модулем | С модулем определения перемежающегося КЗ на землю и аналоговым модулем | С модулем определения перемежающегося КЗ на землю и аналоговым модулем | С модулем определения перемежающегося КЗ на землю и аналоговым модулем | С модулем определения перемежающегося КЗ на землю и аналоговым модулем | С модулем определения перемежающегося КЗ на землю и аналоговым модулем | С модулем определения перемежающегося КЗ на землю и аналоговым модулем | С модулем определения перемежающегося КЗ на землю и аналоговым модулем | С модулем определения перемежающегося КЗ на землю и аналоговым модулем | С модулем определения перемежающегося КЗ на землю и аналоговым модулем | С модулем определения перемежающегося КЗ на землю и аналоговым модулем | С модулем определения перемежающегося КЗ на землю и аналоговым модулем | С модулем определения перемежающегося КЗ на землю и аналоговым модулем | С модулем определения перемежающегося КЗ на землю и аналоговым модулем | С модулем определения перемежающегося КЗ на землю и аналоговым модулем | 48
| 24 дискретных входа | 24 дискретных входа | 24 дискретных входа | 24 дискретных входа | 24 дискретных входа | 24 дискретных входа | 24 дискретных входа | 24 дискретных входа | 24 дискретных входа | 24 дискретных входа | 24 дискретных входа | 24 дискретных входа | 24 дискретных входа | 24 дискретных входа | 24 дискретных входа | 24 дискретных входа | 24 дискретных входа | 24 дискретных входа | 24 дискретных входа | 24 дискретных входа | 24 дискретных входа | 24 дискретных входа | 24 дискретных входа | 24 дискретных входа | 24 дискретных входа | 49
| 24 дискретных входа и модуль для определения перемежающегося КЗ на землю | 24 дискретных входа и модуль для определения перемежающегося КЗ на землю | 24 дискретных входа и модуль для определения перемежающегося КЗ на землю | 24 дискретных входа и модуль для определения перемежающегося КЗ на землю | 24 дискретных входа и модуль для определения перемежающегося КЗ на землю | 24 дискретных входа и модуль для определения перемежающегося КЗ на землю | 24 дискретных входа и модуль для определения перемежающегося КЗ на землю | 24 дискретных входа и модуль для определения перемежающегося КЗ на землю | 24 дискретных входа и модуль для определения перемежающегося КЗ на землю | 24 дискретных входа и модуль для определения перемежающегося КЗ на землю | 24 дискретных входа и модуль для определения перемежающегося КЗ на землю | 24 дискретных входа и модуль для определения перемежающегося КЗ на землю | 24 дискретных входа и модуль для определения перемежающегося КЗ на землю | 24 дискретных входа и модуль для определения перемежающегося КЗ на землю | 24 дискретных входа и модуль для определения перемежающегося КЗ на землю | 24 дискретных входа и модуль для определения перемежающегося КЗ на землю | 24 дискретных входа и модуль для определения перемежающегося КЗ на землю | 24 дискретных входа и модуль для определения перемежающегося КЗ на землю | 24 дискретных входа и модуль для определения перемежающегося КЗ на землю | 24 дискретных входа и модуль для определения перемежающегося КЗ на землю | 24 дискретных входа и модуль для определения перемежающегося КЗ на землю | 24 дискретных входа и модуль для определения перемежающегося КЗ на землю | 24 дискретных входа и модуль для определения перемежающегося КЗ на землю | 24 дискретных входа и модуль для определения перемежающегося КЗ на землю | 24 дискретных входа и модуль для определения перемежающегося КЗ на землю | 50
| С RTD модулем | С RTD модулем | С RTD модулем | С RTD модулем | С RTD модулем | С RTD модулем | С RTD модулем | С RTD модулем - not available with BiBo6H module in Slot 7 | С RTD модулем - not available with BiBo6H module in Slot 7 | С RTD модулем | С RTD модулем - not available with BiBo6H module in Slot 7 | С RTD модулем - not available with BiBo6H module in Slot 7 | С RTD модулем | С RTD модулем | С RTD модулем - not available with BiBo6H module in Slot 7 | С RTD модулем - not available with BiBo6H module in Slot 7 | С RTD модулем - not available with BiBo6H module in Slot 7 | С RTD модулем - not available with BiBo6H module in Slot 7 | С RTD модулем | С RTD модулем | С RTD модулем | С RTD модулем | С RTD модулем | С RTD модулем | С RTD модулем | 51
| С RTD модулем и аналоговым модулем | С RTD модулем и аналоговым модулем | С RTD модулем и аналоговым модулем | С RTD модулем и аналоговым модулем | С RTD модулем и аналоговым модулем | С RTD модулем и аналоговым модулем | С RTD модулем и аналоговым модулем | С RTD модулем и аналоговым модулем - not available with BiBo6H module in Slot 7 | С RTD модулем и аналоговым модулем - not available with BiBo6H module in Slot 7 | С RTD модулем и аналоговым модулем | С RTD модулем и аналоговым модулем - not available with BiBo6H module in Slot 7 | С RTD модулем и аналоговым модулем - not available with BiBo6H module in Slot 7 | С RTD модулем и аналоговым модулем | С RTD модулем и аналоговым модулем | С RTD модулем и аналоговым модулем - not available with BiBo6H module in Slot 7 | С RTD модулем и аналоговым модулем - not available with BiBo6H module in Slot 7 | С RTD модулем и аналоговым модулем - not available with BiBo6H module in Slot 7 | С RTD модулем и аналоговым модулем - not available with BiBo6H module in Slot 7 | С RTD модулем и аналоговым модулем | С RTD модулем и аналоговым модулем | С RTD модулем и аналоговым модулем | С RTD модулем и аналоговым модулем | С RTD модулем и аналоговым модулем | С RTD модулем и аналоговым модулем | С RTD модулем и аналоговым модулем | 52
| С RTD модулем и дискретным модулем | С RTD модулем и дискретным модулем | С RTD модулем и дискретным модулем | С RTD модулем и дискретным модулем | С RTD модулем и дискретным модулем | С RTD модулем и дискретным модулем | С RTD модулем и дискретным модулем | С RTD модулем и дискретным модулем - not available with BiBo6H module in Slot 7 | С RTD модулем и дискретным модулем - not available with BiBo6H module in Slot 7 | С RTD модулем и дискретным модулем | С RTD модулем и дискретным модулем - not available with BiBo6H module in Slot 7 | С RTD модулем и дискретным модулем - not available with BiBo6H module in Slot 7 | С RTD модулем и дискретным модулем | С RTD модулем и дискретным модулем | С RTD модулем и дискретным модулем - not available with BiBo6H module in Slot 7 | С RTD модулем и дискретным модулем - not available with BiBo6H module in Slot 7 | С RTD модулем и дискретным модулем - not available with BiBo6H module in Slot 7 | С RTD модулем и дискретным модулем - not available with BiBo6H module in Slot 7 | С RTD модулем и дискретным модулем | С RTD модулем и дискретным модулем | С RTD модулем и дискретным модулем | С RTD модулем и дискретным модулем | С RTD модулем и дискретным модулем | С RTD модулем и дискретным модулем | С RTD модулем и дискретным модулем | 53
Interfaces | [25 empty] | 54
| Нет | Нет | Нет | Нет | Нет | Нет | Нет | Нет | Нет | Нет | Нет | Нет | Нет | Нет | Нет | Нет | Нет | Нет | Нет | Нет | Нет | Нет | Нет | Нет | Нет | 55
| Протокол для переключения между: IEC 60870-5-101/-103, Modbus, DNP3, Courier и плата IRIG-B для синхронизации по времени и 2ой задний порт связи связи (RS485, IEC 60870-5-103) | Протокол для переключения между: IEC 60870-5-101/-103, Modbus, DNP3, Courier и плата IRIG-B для синхронизации по времени и 2ой задний порт связи связи (RS485, IEC 60870-5-103) | Протокол для переключения между: IEC 60870-5-101/-103, Modbus, DNP3, Courier и плата IRIG-B для синхронизации по времени и 2ой задний порт связи связи (RS485, IEC 60870-5-103) | Протокол для переключения между: IEC 60870-5-101/-103, Modbus, DNP3, Courier и плата IRIG-B для синхронизации по времени и 2ой задний порт связи связи (RS485, IEC 60870-5-103) | Протокол для переключения между: IEC 60870-5-101/-103, Modbus, DNP3, Courier и плата IRIG-B для синхронизации по времени и 2ой задний порт связи связи (RS485, IEC 60870-5-103) | Протокол для переключения между: IEC 60870-5-101/-103, Modbus, DNP3, Courier и плата IRIG-B для синхронизации по времени и 2ой задний порт связи связи (RS485, IEC 60870-5-103) | Протокол для переключения между: IEC 60870-5-101/-103, Modbus, DNP3, Courier и плата IRIG-B для синхронизации по времени и 2ой задний порт связи связи (RS485, IEC 60870-5-103) | Протокол для переключения между: IEC 60870-5-101/-103, Modbus, DNP3, Courier и плата IRIG-B для синхронизации по времени и 2ой задний порт связи связи (RS485, IEC 60870-5-103) | Протокол для переключения между: IEC 60870-5-101/-103, Modbus, DNP3, Courier и плата IRIG-B для синхронизации по времени и 2ой задний порт связи связи (RS485, IEC 60870-5-103) | Протокол для переключения между: IEC 60870-5-101/-103, Modbus, DNP3, Courier и плата IRIG-B для синхронизации по времени и 2ой задний порт связи связи (RS485, IEC 60870-5-103) | Протокол для переключения между: IEC 60870-5-101/-103, Modbus, DNP3, Courier и плата IRIG-B для синхронизации по времени и 2ой задний порт связи связи (RS485, IEC 60870-5-103) | Протокол для переключения между: IEC 60870-5-101/-103, Modbus, DNP3, Courier и плата IRIG-B для синхронизации по времени и 2ой задний порт связи связи (RS485, IEC 60870-5-103) | Протокол для переключения между: IEC 60870-5-101/-103, Modbus, DNP3, Courier и плата IRIG-B для синхронизации по времени и 2ой задний порт связи связи (RS485, IEC 60870-5-103) | Протокол для переключения между: IEC 60870-5-101/-103, Modbus, DNP3, Courier и плата IRIG-B для синхронизации по времени и 2ой задний порт связи связи (RS485, IEC 60870-5-103) | Протокол для переключения между: IEC 60870-5-101/-103, Modbus, DNP3, Courier и плата IRIG-B для синхронизации по времени и 2ой задний порт связи связи (RS485, IEC 60870-5-103) | Протокол для переключения между: IEC 60870-5-101/-103, Modbus, DNP3, Courier и плата IRIG-B для синхронизации по времени и 2ой задний порт связи связи (RS485, IEC 60870-5-103) | Протокол для переключения между: IEC 60870-5-101/-103, Modbus, DNP3, Courier и плата IRIG-B для синхронизации по времени и 2ой задний порт связи связи (RS485, IEC 60870-5-103) | Протокол для переключения между: IEC 60870-5-101/-103, Modbus, DNP3, Courier и плата IRIG-B для синхронизации по времени и 2ой задний порт связи связи (RS485, IEC 60870-5-103) | Протокол для переключения между: IEC 60870-5-101/-103, Modbus, DNP3, Courier и плата IRIG-B для синхронизации по времени и 2ой задний порт связи связи (RS485, IEC 60870-5-103) | Протокол для переключения между: IEC 60870-5-101/-103, Modbus, DNP3, Courier и плата IRIG-B для синхронизации по времени и 2ой задний порт связи связи (RS485, IEC 60870-5-103) | Протокол для переключения между: IEC 60870-5-101/-103, Modbus, DNP3, Courier и плата IRIG-B для синхронизации по времени и 2ой задний порт связи связи (RS485, IEC 60870-5-103) | Протокол для переключения между: IEC 60870-5-101/-103, Modbus, DNP3, Courier и плата IRIG-B для синхронизации по времени и 2ой задний порт связи связи (RS485, IEC 60870-5-103) | Протокол для переключения между: IEC 60870-5-101/-103, Modbus, DNP3, Courier и плата IRIG-B для синхронизации по времени и 2ой задний порт связи связи (RS485, IEC 60870-5-103) | Протокол для переключения между: IEC 60870-5-101/-103, Modbus, DNP3, Courier и плата IRIG-B для синхронизации по времени и 2ой задний порт связи связи (RS485, IEC 60870-5-103) | Протокол для переключения между: IEC 60870-5-101/-103, Modbus, DNP3, Courier и плата IRIG-B для синхронизации по времени и 2ой задний порт связи связи (RS485, IEC 60870-5-103) | 56
| Потокол IEC61850, одноканальное соединение | Потокол IEC61850, одноканальное соединение | Потокол IEC61850, одноканальное соединение | Потокол IEC61850, одноканальное соединение | Потокол IEC61850, одноканальное соединение | Потокол IEC61850, одноканальное соединение | Потокол IEC61850, одноканальное соединение | Потокол IEC61850, одноканальное соединение | Потокол IEC61850, одноканальное соединение | Потокол IEC61850, одноканальное соединение | Потокол IEC61850, одноканальное соединение | Потокол IEC61850, одноканальное соединение | Потокол IEC61850, одноканальное соединение | Потокол IEC61850, одноканальное соединение | Потокол IEC61850, одноканальное соединение | Потокол IEC61850, одноканальное соединение | Потокол IEC61850, одноканальное соединение | Потокол IEC61850, одноканальное соединение | Потокол IEC61850, одноканальное соединение | Потокол IEC61850, одноканальное соединение | Потокол IEC61850, одноканальное соединение | Потокол IEC61850, одноканальное соединение | Потокол IEC61850, одноканальное соединение | Потокол IEC61850, одноканальное соединение | Потокол IEC61850, одноканальное соединение | 57
Interfaces continued … | [25 empty] | 58
59 | bar: M to Y
60
61
62
| 2 | 2 | 2 | 2 | 2 | 2 | 2 | 2 | 2 | 2 | 2 | 2 | 2 | 2 | 2 | 2 | 2 | 2 | 2 | 2 | 2 | 2 | 2 | 2 | 2 | 63
| порт RS485 (изолированный) | порт RS485 (изолированный) | порт RS485 (изолированный) | порт RS485 (изолированный) | порт RS485 (изолированный) | порт RS485 (изолированный) | порт RS485 (изолированный) | порт RS485 (изолированный) | порт RS485 (изолированный) | порт RS485 (изолированный) | порт RS485 (изолированный) | порт RS485 (изолированный) | порт RS485 (изолированный) | порт RS485 (изолированный) | порт RS485 (изолированный) | порт RS485 (изолированный) | порт RS485 (изолированный) | порт RS485 (изолированный) | порт RS485 (изолированный) | порт RS485 (изолированный) | порт RS485 (изолированный) | порт RS485 (изолированный) | порт RS485 (изолированный) | порт RS485 (изолированный) | порт RS485 (изолированный) | 64
| Оптоволокно (пластик), FSMA-connector | Оптоволокно (пластик), FSMA-connector | Оптоволокно (пластик), FSMA-connector | Оптоволокно (пластик), FSMA-connector | Оптоволокно (пластик), FSMA-connector | Оптоволокно (пластик), FSMA-connector | Оптоволокно (пластик), FSMA-connector | Оптоволокно (пластик), FSMA-connector | Оптоволокно (пластик), FSMA-connector | Оптоволокно (пластик), FSMA-connector | Оптоволокно (пластик), FSMA-connector | Оптоволокно (пластик), FSMA-connector | Оптоволокно (пластик), FSMA-connector | Оптоволокно (пластик), FSMA-connector | Оптоволокно (пластик), FSMA-connector | Оптоволокно (пластик), FSMA-connector | Оптоволокно (пластик), FSMA-connector | Оптоволокно (пластик), FSMA-connector | Оптоволокно (пластик), FSMA-connector | Оптоволокно (пластик), FSMA-connector | Оптоволокно (пластик), FSMA-connector | Оптоволокно (пластик), FSMA-connector | Оптоволокно (пластик), FSMA-connector | Оптоволокно (пластик), FSMA-connector | Оптоволокно (пластик), FSMA-connector | 65
| Оптоволокно(стекло), ST connector | Оптоволокно(стекло), ST connector | Оптоволокно(стекло), ST connector | Оптоволокно(стекло), ST connector | Оптоволокно(стекло), ST connector | Оптоволокно(стекло), ST connector | Оптоволокно(стекло), ST connector | Оптоволокно(стекло), ST connector | Оптоволокно(стекло), ST connector | Оптоволокно(стекло), ST connector | Оптоволокно(стекло), ST connector | Оптоволокно(стекло), ST connector | Оптоволокно(стекло), ST connector | Оптоволокно(стекло), ST connector | Оптоволокно(стекло), ST connector | Оптоволокно(стекло), ST connector | Оптоволокно(стекло), ST connector | Оптоволокно(стекло), ST connector | Оптоволокно(стекло), ST connector | Оптоволокно(стекло), ST connector | Оптоволокно(стекло), ST connector | Оптоволокно(стекло), ST connector | Оптоволокно(стекло), ST connector | Оптоволокно(стекло), ST connector | Оптоволокно(стекло), ST connector | 66
| 3 | 3 | 3 | 3 | 3 | 3 | 3 | 3 | 3 | 3 | 3 | 3 | 3 | 3 | 3 | 3 | 3 | 3 | 3 | 3 | 3 | 3 | 3 | 3 | 3 | 67
| 100 Mbit/s Ethernet, оптоволокно(стекло)SC и RJ45 и 2ой задний порт связи (RS485, IEC 60870-5-103) | 100 Mbit/s Ethernet, оптоволокно(стекло)SC и RJ45 и 2ой задний порт связи (RS485, IEC 60870-5-103) | 100 Mbit/s Ethernet, оптоволокно(стекло)SC и RJ45 и 2ой задний порт связи (RS485, IEC 60870-5-103) | 100 Mbit/s Ethernet, оптоволокно(стекло)SC и RJ45 и 2ой задний порт связи (RS485, IEC 60870-5-103) | 100 Mbit/s Ethernet, оптоволокно(стекло)SC и RJ45 и 2ой задний порт связи (RS485, IEC 60870-5-103) | 100 Mbit/s Ethernet, оптоволокно(стекло)SC и RJ45 и 2ой задний порт связи (RS485, IEC 60870-5-103) | 100 Mbit/s Ethernet, оптоволокно(стекло)SC и RJ45 и 2ой задний порт связи (RS485, IEC 60870-5-103) | 100 Mbit/s Ethernet, оптоволокно(стекло)SC и RJ45 и 2ой задний порт связи (RS485, IEC 60870-5-103) | 100 Mbit/s Ethernet, оптоволокно(стекло)SC и RJ45 и 2ой задний порт связи (RS485, IEC 60870-5-103) | 100 Mbit/s Ethernet, оптоволокно(стекло)SC и RJ45 и 2ой задний порт связи (RS485, IEC 60870-5-103) | 100 Mbit/s Ethernet, оптоволокно(стекло)SC и RJ45 и 2ой задний порт связи (RS485, IEC 60870-5-103) | 100 Mbit/s Ethernet, оптоволокно(стекло)SC и RJ45 и 2ой задний порт связи (RS485, IEC 60870-5-103) | 100 Mbit/s Ethernet, оптоволокно(стекло)SC и RJ45 и 2ой задний порт связи (RS485, IEC 60870-5-103) | 100 Mbit/s Ethernet, оптоволокно(стекло)SC и RJ45 и 2ой задний порт связи (RS485, IEC 60870-5-103) | 100 Mbit/s Ethernet, оптоволокно(стекло)SC и RJ45 и 2ой задний порт связи (RS485, IEC 60870-5-103) | 100 Mbit/s Ethernet, оптоволокно(стекло)SC и RJ45 и 2ой задний порт связи (RS485, IEC 60870-5-103) | 100 Mbit/s Ethernet, оптоволокно(стекло)SC и RJ45 и 2ой задний порт связи (RS485, IEC 60870-5-103) | 100 Mbit/s Ethernet, оптоволокно(стекло)SC и RJ45 и 2ой задний порт связи (RS485, IEC 60870-5-103) | 100 Mbit/s Ethernet, оптоволокно(стекло)SC и RJ45 и 2ой задний порт связи (RS485, IEC 60870-5-103) | 100 Mbit/s Ethernet, оптоволокно(стекло)SC и RJ45 и 2ой задний порт связи (RS485, IEC 60870-5-103) | 100 Mbit/s Ethernet, оптоволокно(стекло)SC и RJ45 и 2ой задний порт связи (RS485, IEC 60870-5-103) | 100 Mbit/s Ethernet, оптоволокно(стекло)SC и RJ45 и 2ой задний порт связи (RS485, IEC 60870-5-103) | 100 Mbit/s Ethernet, оптоволокно(стекло)SC и RJ45 и 2ой задний порт связи (RS485, IEC 60870-5-103) | 100 Mbit/s Ethernet, оптоволокно(стекло)SC и RJ45 и 2ой задний порт связи (RS485, IEC 60870-5-103) | 100 Mbit/s Ethernet, оптоволокно(стекло)SC и RJ45 и 2ой задний порт связи (RS485, IEC 60870-5-103) | 68
| 100 Mbit/s Ethernet, оптоволокно(стекло)ST и RJ45 и 2ой задний порт связи (RS485, IEC 60870-5-103) | 100 Mbit/s Ethernet, оптоволокно(стекло)ST и RJ45 и 2ой задний порт связи (RS485, IEC 60870-5-103) | 100 Mbit/s Ethernet, оптоволокно(стекло)ST и RJ45 и 2ой задний порт связи (RS485, IEC 60870-5-103) | 100 Mbit/s Ethernet, оптоволокно(стекло)ST и RJ45 и 2ой задний порт связи (RS485, IEC 60870-5-103) | 100 Mbit/s Ethernet, оптоволокно(стекло)ST и RJ45 и 2ой задний порт связи (RS485, IEC 60870-5-103) | 100 Mbit/s Ethernet, оптоволокно(стекло)ST и RJ45 и 2ой задний порт связи (RS485, IEC 60870-5-103) | 100 Mbit/s Ethernet, оптоволокно(стекло)ST и RJ45 и 2ой задний порт связи (RS485, IEC 60870-5-103) | 100 Mbit/s Ethernet, оптоволокно(стекло)ST и RJ45 и 2ой задний порт связи (RS485, IEC 60870-5-103) | 100 Mbit/s Ethernet, оптоволокно(стекло)ST и RJ45 и 2ой задний порт связи (RS485, IEC 60870-5-103) | 100 Mbit/s Ethernet, оптоволокно(стекло)ST и RJ45 и 2ой задний порт связи (RS485, IEC 60870-5-103) | 100 Mbit/s Ethernet, оптоволокно(стекло)ST и RJ45 и 2ой задний порт связи (RS485, IEC 60870-5-103) | 100 Mbit/s Ethernet, оптоволокно(стекло)ST и RJ45 и 2ой задний порт связи (RS485, IEC 60870-5-103) | 100 Mbit/s Ethernet, оптоволокно(стекло)ST и RJ45 и 2ой задний порт связи (RS485, IEC 60870-5-103) | 100 Mbit/s Ethernet, оптоволокно(стекло)ST и RJ45 и 2ой задний порт связи (RS485, IEC 60870-5-103) | 100 Mbit/s Ethernet, оптоволокно(стекло)ST и RJ45 и 2ой задний порт связи (RS485, IEC 60870-5-103) | 100 Mbit/s Ethernet, оптоволокно(стекло)ST и RJ45 и 2ой задний порт связи (RS485, IEC 60870-5-103) | 100 Mbit/s Ethernet, оптоволокно(стекло)ST и RJ45 и 2ой задний порт связи (RS485, IEC 60870-5-103) | 100 Mbit/s Ethernet, оптоволокно(стекло)ST и RJ45 и 2ой задний порт связи (RS485, IEC 60870-5-103) | 100 Mbit/s Ethernet, оптоволокно(стекло)ST и RJ45 и 2ой задний порт связи (RS485, IEC 60870-5-103) | 100 Mbit/s Ethernet, оптоволокно(стекло)ST и RJ45 и 2ой задний порт связи (RS485, IEC 60870-5-103) | 100 Mbit/s Ethernet, оптоволокно(стекло)ST и RJ45 и 2ой задний порт связи (RS485, IEC 60870-5-103) | 100 Mbit/s Ethernet, оптоволокно(стекло)ST и RJ45 и 2ой задний порт связи (RS485, IEC 60870-5-103) | 100 Mbit/s Ethernet, оптоволокно(стекло)ST и RJ45 и 2ой задний порт связи (RS485, IEC 60870-5-103) | 100 Mbit/s Ethernet, оптоволокно(стекло)ST и RJ45 и 2ой задний порт связи (RS485, IEC 60870-5-103) | 100 Mbit/s Ethernet, оптоволокно(стекло)ST и RJ45 и 2ой задний порт связи (RS485, IEC 60870-5-103) | 69
70
Software Issue - Major | [25 empty] | 71
English (German) | M | N | O | N | S | G | S | H | H | N | H | H | S | S | H | H | H | H | A | B | A | C | H | D | E | 72
| -613 | -614 | -630 | -614 | -618 | -633 | -618 | -634 | -634 | -614 | -634 | -634 | -618 | -618 | -634 | -634 | -634 | -634 | -650 | -651 | -650 | -652 | -634 | -653 | -654 | 73
English (English) | [25 empty] | 74 | bar: M to E
| -6** | -6** | -6** | -6** | -6** | -6** | -6** | -6** | -6** | -6** | -6** | -6** | -6** | -6** | -6** | -6** | -6** | -6** | -6** | -6** | -6** | -6** | -6** | -6** | -6** | 75
German (English) | M | N | O | N | S | G | S | H | H | N | H | H | S | S | H | H | H | H | A | B | A | C | H | D | E | 76
| -613 | -614 | -630 | -614 | -618 | -633 | -618 | -634 | -634 | -614 | -634 | -634 | -618 | -618 | -634 | -634 | -634 | -634 | -650 | -651 | -650 | -652 | -634 | -653 | -654 | 77
French (English) | M | * | * | N | * | * | * | * | * | * | * | H | * | * | H | H | H | H | * | * | * | C | H | D | * | 78
| -613 | -6** | -6** | -614 | -6** | -6** | -6** | -6** | -6** | -6** | -6** | -634 | -6** | -6** | -634 | -634 | -634 | -634 | -6** | -6** | -6** | -652 | -634 | -653 | -6** | 79
Spanish (English) | M | N | * | N | S | G | S | * | * | * | * | H | S | S | H | H | H | H | * | * | * | * | H | * | * | 80
| -613 | -614 | -6** | -614 | -618 | -633 | -618 | -6** | -6** | -6** | -6** | -634 | -618 | -618 | -634 | -634 | -634 | -634 | -6** | -6** | -6** | -6** | -634 | -6** | -6** | 81
Polish (English) | * | * | * | * | * | G | * | H | H | * | H | H | * | * | H | H | H | H | * | B | * | C | H | D | E | 82
| -6** | -6** | -6** | -6** | -6** | -633 | -6** | -634 | -634 | -6** | -634 | -634 | -6** | -6** | -634 | -634 | -634 | -634 | -6** | -651 | -6** | -652 | -634 | -653 | -654 | 83
Russian (English) | * | * | * | N | * | * | * | H | H | * | H | H | * | * | H | H | H | H | * | * | * | * | H | D | * | 84
| -6** | -6** | -6** | -614 | -6** | -6** | -6** | -634 | -634 | -6** | -634 | -634 | -6** | -6** | -634 | -634 | -634 | -634 | -6** | -6** | -6** | -6** | -634 | -653 | -6** | 85
Chinese (English) | [25 empty] | 86 | bar: M to E
| -6** | -6** | -6** | -6** | -6** | -633 | -6** | -6** | -6** | -6** | -6** | -6** | -6** | -6** | -6** | -6** | -6** | -6** | -6** | -6** | -6** | -6** | -6** | -6** | -6** | 87
Software Issue - Minor | [25 empty] | 88
English (German) | M: Q; N: B; S: C; N: D; H: E; S: G; S: L; H: H; H: I; H: J; H: K; A: A; C: A; H: O | 89
| M: -717; N: -728; S: -729; N: -731; H: -732; S: -734; S: -739; H: -735; H: -736; H: -737; H: -738; A: -701; C: -701; H: -741 | 90
English (English) | [25 empty] | 91 | bar: M to E
| -7** | -7** | -7** | -7** | -7** | -7** | -7** | -7** | -7** | -7** | -7** | -7** | -7** | -7** | -7** | -7** | -7** | -7** | -7** | -7** | -7** | -7** | -7** | -7** | -7** | 92
German (English) | M: Q; N: B; S: C; N: D; H: E; S: G; S: L; H: H; H: I; H: J; H: K; A: A; C: A; H: O | 93
| M: -717; N: -728; S: -729; N: -731; H: -732; S: -734; S: -739; H: -735; H: -736; H: -737; H: -738; A: -701; C: -701; H: -741 | 94
French (English) | Q | * | * | B | * | * | * | * | * | * | * | E | * | L | H | I | J | K | * | * | * | A | O |  | * | 95
| -717 | -7** | -7** | -728 | -7** | -7** | -7** | -7** | -7** | -7** | -7** | -732 | -7** | -739 | -735 | -736 | -737 | -738 | -7** | -7** | -7** | -701 | -741 |  | -7** | 96
Spanish (English) | Q |  | * | B |  |  | C | * | * | * | * | E | G | L | H | I | J | K | * | * | * | * | O | * | * | 97
| -717 |  | -7** | -728 |  |  | -729 | -7** | -7** | -7** | -7** | -732 | -734 | -739 | -735 | -736 | -737 | -738 | -7** | -7** | -7** | -7** | -741 | -7** | -7** | 98
Polish (English) | * | * | * | * | * |  | * |  |  | * |  | E | * | * | H | I | J | K | * |  | * | A | O |  |  | 99
| -7** | -7** | -7** | -7** | -7** |  | -7** |  |  | -7** |  | -732 | -7** | -7** | -735 | -736 | -737 | -738 | -7** |  | -7** | -701 | -741 |  |  | 100
Russian (English) | * | * | * | B | * | * | * |  |  | * |  | E | * | L | H | I | J | K | * | * | * | * | O |  | * | 101
| -7** | -7** | -7** | -728 | -7** | -7** | -7** |  |  | -7** |  | -732 | -7** | -739 | -735 | -736 | -737 | -738 | -7** | -7** | -7** | -7** | -741 |  | -7** | 102
Chinese (English) | [25 empty] | 103 | bar: M to S; S to E
| -7** | -7** | -7** | -7** | -7** |  | -7** | -7** | -7** | -7** | -7** | -7** | -7** | -7** | -7** | -7** | -7** | -7** | -7** | -7** | -7** | -7** | -7** | -7** | -7** | 104
Language | [25 empty] | 105
| Английский (Немецкий) | Английский (Немецкий) | Английский (Немецкий) | Английский (Немецкий) | Английский (Немецкий) | Английский (Немецкий) | Английский (Немецкий) | Английский (Немецкий) | Английский (Немецкий) | Английский (Немецкий) | Английский (Немецкий) | Английский (Немецкий) | Английский (Немецкий) | Английский (Немецкий) | Английский (Немецкий) | Английский (Немецкий) | Английский (Немецкий) | Английский (Немецкий) | Английский (Немецкий) | Английский (Немецкий) | Английский (Немецкий) | Английский (Немецкий) | Английский (Немецкий) | Английский (Немецкий) | Английский (Немецкий) | 106
| Px40 Английский (Английский) | Px40 Английский (Английский) | Px40 Английский (Английский) | Px40 Английский (Английский) | Px40 Английский (Английский) | Px40 Английский (Английский) | Px40 Английский (Английский) | Px40 Английский (Английский) | Px40 Английский (Английский) | Px40 Английский (Английский) | Px40 Английский (Английский) | Px40 Английский (Английский) | Px40 Английский (Английский) | Px40 Английский (Английский) | Px40 Английский (Английский) | Px40 Английский (Английский) | Px40 Английский (Английский) | Px40 Английский (Английский) | Px40 Английский (Английский) | Px40 Английский (Английский) | Px40 Английский (Английский) | Px40 Английский (Английский) | Px40 Английский (Английский) | Px40 Английский (Английский) | Px40 Английский (Английский) | 107
| Немецкий (Английский) | Немецкий (Английский) | Немецкий (Английский) | Немецкий (Английский) | Немецкий (Английский) | Немецкий (Английский) | Немецкий (Английский) | Немецкий (Английский) | Немецкий (Английский) | Немецкий (Английский) | Немецкий (Английский) | Немецкий (Английский) | Немецкий (Английский) | Немецкий (Английский) | Немецкий (Английский) | Немецкий (Английский) | Немецкий (Английский) | Немецкий (Английский) | Немецкий (Английский) | Немецкий (Английский) | Немецкий (Английский) | Немецкий (Английский) | Немецкий (Английский) | Немецкий (Английский) | Немецкий (Английский) | 108
| Французский (Английский) | Французский (Английский) | Французский (Английский) | Французский (Английский) | Французский (Английский) | Французский (Английский) | Французский (Английский) | Французский (Английский) | Французский (Английский) | Французский (Английский) | Французский (Английский) | Французский (Английский) | Французский (Английский) | Французский (Английский) | Французский (Английский) | Французский (Английский) | Французский (Английский) | Французский (Английский) | Французский (Английский) | Французский (Английский) | Французский (Английский) | Французский (Английский) | Французский (Английский) | Французский (Английский) | Французский (Английский) | 109
| Испанский (Английский) | Испанский (Английский) | Испанский (Английский) | Испанский (Английский) | Испанский (Английский) | Испанский (Английский) | Испанский (Английский) | Испанский (Английский) | Испанский (Английский) | Испанский (Английский) | Испанский (Английский) | Испанский (Английский) | Испанский (Английский) | Испанский (Английский) | Испанский (Английский) | Испанский (Английский) | Испанский (Английский) | Испанский (Английский) | Испанский (Английский) | Испанский (Английский) | Испанский (Английский) | Испанский (Английский) | Испанский (Английский) | Испанский (Английский) | Испанский (Английский) | 110
| Польский (Английский) | Польский (Английский) | Польский (Английский) | Польский (Английский) | Польский (Английский) | Польский (Английский) | Польский (Английский) | Польский (Английский) | Польский (Английский) | Польский (Английский) | Польский (Английский) | Польский (Английский) | Польский (Английский) | Польский (Английский) | Польский (Английский) | Польский (Английский) | Польский (Английский) | Польский (Английский) | Польский (Английский) | Польский (Английский) | Польский (Английский) | Польский (Английский) | Польский (Английский) | Польский (Английский) | Польский (Английский) | 111
| Русский (Английский) | Русский (Английский) | Русский (Английский) | Русский (Английский) | Русский (Английский) | Русский (Английский) | Русский (Английский) | Русский (Английский) | Русский (Английский) | Русский (Английский) | Русский (Английский) | Русский (Английский) | Русский (Английский) | Русский (Английский) | Русский (Английский) | Русский (Английский) | Русский (Английский) | Русский (Английский) | Русский (Английский) | Русский (Английский) | Русский (Английский) | Русский (Английский) | Русский (Английский) | Русский (Английский) | Русский (Английский) | 112
| Китайский (Английский) | Китайский (Английский) | Китайский (Английский) | Китайский (Английский) | Китайский (Английский) | Китайский (Английский) | Китайский (Английский) | Китайский (Английский) | Китайский (Английский) | Китайский (Английский) | Китайский (Английский) | Китайский (Английский) | Китайский (Английский) | Китайский (Английский) | Китайский (Английский) | Китайский (Английский) | Китайский (Английский) | Китайский (Английский) | Китайский (Английский) | Китайский (Английский) | Китайский (Английский) | Китайский (Английский) | Китайский (Английский) | Китайский (Английский) | Китайский (Английский) | 113
| 0 | 0 | 0 | 0 | 0 | 0 | 0 | 0 | 0 | 0 | 0 | 0 | 0 | 0 | 0 | 0 | 0 | 0 | 0 | 0 | 0 | 0 | 0 | 0 | 0 | 114
115 | bar: M to E
116 | bar: M to E
| 2 | * | * | 2 | * | * | * | * | * | * | * | 2 | 2 | 2 | 2 | 2 | 2 | 2 | * | * | * | 2 | 2 | 2 | * | 117
| 3 | 3 | * | 3 | 3 | 3 | 3 | * | * | * | * | 3 | 3 | 3 | 3 | 3 | 3 | 3 | * | * | * | * | 3 | * | * | 118
| * | * | * | * | * | 4 | * | 4 | 4 | * | 4 | 4 | * | * | 4 | 4 | 4 | 4 | * | 4 | * | 4 | 4 | 4 | 4 | 119
| * | * | * | 5 | * | * | * | 5 | 5 | * | 5 | 5 | 5 | 5 | 5 | 5 | 5 | 5 | * | * | * | * | 5 | 5 | * | 120
| * | * | * | * | * | 6 | * | * | * | * | * | * | * | * | * | * | * | * | * | * | * | * | * | * | * | 121
122
| -8** | -8** | -8** | -8** | -8** | -8** | -8** | -8** | -8** | -8** | -8** | -8** | -8** | -8** | -8** | -8** | -8** | -8** | -8** | -8** | -8** | -8** | -8** | -8** | -8** | 123
| -801 | -801 | -801 | -801 | -801 | -801 | -801 | -801 | -801 | -801 | -801 | -801 | -801 | -801 | -801 | -801 | -801 | -801 | -801 | -801 | -801 | -801 | -801 | -801 | -801 | 124
| -802 | -8** | -8** | -802 | -8** | -8** | -8** | -8** | -8** | -8** | -8** | -802 | -802 | -802 | -802 | -802 | -802 | -802 | -8** | -8** | -8** | -802 | -802 | -802 | -8** | 125
| -803 | -803 | -8** | -803 | -803 | -803 | -803 | -8** | -8** | -8** | -8** | -803 | -803 | -803 | -803 | -803 | -803 | -803 | -8** | -8** | -8** | -8** | -803 | -8** | -8** | 126
| -8** | -8** | -8** | -8** | -8** | -804 | -8** | -804 | -804 | -8** | -804 | -804 | -8** | -8** | -804 | -804 | -804 | -804 | -8** | -804 | -8** | -804 | -804 | -804 | -804 | 127
| -8** | -8** | -8** | -805 | -8** | -8** | -8** | -805 | -805 | -8** | -805 | -805 | -805 | -805 | -805 | -805 | -805 | -805 | -8** | -8** | -8** | -8** | -805 | -805 | -8** | 128
| -8** | -8** | -8** | -8** | -8** | -806 | -8** | -8** | -8** | -8** | -8** | -8** | -8** | -8** | -8** | -8** | -8** | -8** | -8** | -8** | -8** | -8** | -8** | -8** | -8** | 129
Binary modules for control of switchgear units | Стандартная версия | Стандартная версия | Два модуля без сильноточных контактов | Стандартная версия | Два модуля без сильноточных контактов | Два модуля без сильноточных контактов | Два модуля без сильноточных контактов | Два модуля без сильноточных контактов | Два модуля без сильноточных контактов | Стандартная версия | Два модуля без сильноточных контактов | Два модуля без сильноточных контактов | Два модуля без сильноточных контактов | Два модуля без сильноточных контактов | Два модуля без сильноточных контактов | Два модуля без сильноточных контактов | Два модуля без сильноточных контактов | Два модуля без сильноточных контактов | Два модуля без сильноточных контактов | Два модуля без сильноточных контактов | Два модуля без сильноточных контактов | Два модуля без сильноточных контактов | Два модуля без сильноточных контактов | Два модуля без сильноточных контактов | Два модуля без сильноточных контактов | 130
|  |  | Первый модуль с сильноточными контактами, второй с нормальными контактами |  | Первый модуль с сильноточными контактами, второй с нормальными контактами | Первый модуль с сильноточными контактами, второй с нормальными контактами | Первый модуль с сильноточными контактами, второй с нормальными контактами | Первый модуль с сильноточными контактами, второй с нормальными контактами | Первый модуль с сильноточными контактами, второй с нормальными контактами |  | Первый модуль с сильноточными контактами, второй с нормальными контактами | Первый модуль с сильноточными контактами, второй с нормальными контактами | Первый модуль с сильноточными контактами, второй с нормальными контактами | Первый модуль с сильноточными контактами, второй с нормальными контактами | Первый модуль с сильноточными контактами, второй с нормальными контактами | Первый модуль с сильноточными контактами, второй с нормальными контактами | Первый модуль с сильноточными контактами, второй с нормальными контактами | Первый модуль с сильноточными контактами, второй с нормальными контактами | Первый модуль с сильноточными контактами, второй с нормальными контактами | Первый модуль с сильноточными контактами, второй с нормальными контактами | Первый модуль с сильноточными контактами, второй с нормальными контактами | Первый модуль с сильноточными контактами, второй с нормальными контактами | Первый модуль с сильноточными контактами, второй с нормальными контактами | Первый модуль с сильноточными контактами, второй с нормальными контактами | Первый модуль с сильноточными контактами, второй с нормальными контактами | 131
|  |  | Два модуля с сильноточными контактами |  | Два модуля с сильноточными контактами | Два модуля с сильноточными контактами | Два модуля с сильноточными контактами | Два модуля с сильноточными контактами | Два модуля с сильноточными контактами |  | Два модуля с сильноточными контактами | Два модуля с сильноточными контактами | Два модуля с сильноточными контактами | Два модуля с сильноточными контактами | Два модуля с сильноточными контактами | Два модуля с сильноточными контактами | Два модуля с сильноточными контактами | Два модуля с сильноточными контактами | Два модуля с сильноточными контактами | Два модуля с сильноточными контактами | Два модуля с сильноточными контактами | Два модуля с сильноточными контактами | Два модуля с сильноточными контактами |  |  | 132
| 0 | 0 | 0 | 0 | 0 | 0 | 0 | 0 | 0 | 0 | 0 | 0 | 0 | 0 | 0 | 0 | 0 | 0 | 0 | 0 | 0 | 0 | 0 | 0 | 0 | 133
134 | bar: M to E
| * | * | 2 | * | 2 | 2 | 2 | 2 | 2 | * | 2 | 2 | 2 | 2 | 2 | 2 | 2 | 2 | 2 | 2 | 2 | 2 | 2 | 1 | 1 | 135
Voltage Threshols for binary inputs | >18 V (базовая конфигурация) | >18 V (базовая конфигурация) | >18 V (базовая конфигурация) | >18 V (базовая конфигурация) | >18 V (базовая конфигурация) | >18 V (базовая конфигурация) | >18 V (базовая конфигурация) | >18 V (базовая конфигурация) | >18 V (базовая конфигурация) | >18 V (базовая конфигурация) | >18 V (базовая конфигурация) | >18 V (базовая конфигурация) | >18 V (базовая конфигурация) | >18 V (базовая конфигурация) | >18 V (базовая конфигурация) | >18 V (базовая конфигурация) | >18 V (базовая конфигурация) | >18 V (базовая конфигурация) | >18 V (базовая конфигурация) | >18 V (базовая конфигурация) | >18 V (базовая конфигурация) | >18 V (базовая конфигурация) | >18 V (базовая конфигурация) | Стандартный вариант с порогом переключения 65% от 24 VDC (Va,мин.) | Стандартный вариант с порогом переключения 65% от 24 VDC (Va,мин.) | 136
| >90V (60 to 70% of Vnom = 125 to 150V) | >90V (60 to 70% of Vnom = 125 to 150V) | >90V (60 to 70% of Vnom = 125 to 150V) | >90V (60 to 70% of Vnom = 125 to 150V) | >90V (60 to 70% of Vnom = 125 to 150V) | >90V (60 to 70% of Vnom = 125 to 150V) | >90V (60 to 70% of Vnom = 125 to 150V) | >90V (60 to 70% of Vnom = 125 to 150V) | >90V (60 to 70% of Vnom = 125 to 150V) | >90V (60 to 70% of Vnom = 125 to 150V) | >90V (60 to 70% of Vnom = 125 to 150V) | >90V (60 to 70% of Vnom = 125 to 150V) | >90V (60 to 70% of Vnom = 125 to 150V) | >90V (60 to 70% of Vnom = 125 to 150V) | >90V (60 to 70% of Vnom = 125 to 150V) | >90V (60 to 70% of Vnom = 125 to 150V) | >90V (60 to 70% of Vnom = 125 to 150V) | >90V (60 to 70% of Vnom = 125 to 150V) | >90V (60 to 70% of Vnom = 125 to 150V) | >90V (60 to 70% of Vnom = 125 to 150V) | >90V (60 to 70% of Vnom = 125 to 150V) | >90V (60 to 70% of Vnom = 125 to 150V) | >90V (60 to 70% of Vnom = 125 to 150V) | Специальный вариант с порогом переключения 65% от 127 VDC (Va,ном.) | Специальный вариант с порогом переключения 65% от 127 VDC (Va,ном.) | 137
| >155V (60 to 70% of Vnom = 220 to 250V) | >155V (60 to 70% of Vnom = 220 to 250V) | >155V (60 to 70% of Vnom = 220 to 250V) | >155V (60 to 70% of Vnom = 220 to 250V) | >155V (60 to 70% of Vnom = 220 to 250V) | >155V (60 to 70% of Vnom = 220 to 250V) | >155V (60 to 70% of Vnom = 220 to 250V) | >155V (60 to 70% of Vnom = 220 to 250V) | >155V (60 to 70% of Vnom = 220 to 250V) | >155V (60 to 70% of Vnom = 220 to 250V) | >155V (60 to 70% of Vnom = 220 to 250V) | >155V (60 to 70% of Vnom = 220 to 250V) | >155V (60 to 70% of Vnom = 220 to 250V) | >155V (60 to 70% of Vnom = 220 to 250V) | >155V (60 to 70% of Vnom = 220 to 250V) | >155V (60 to 70% of Vnom = 220 to 250V) | >155V (60 to 70% of Vnom = 220 to 250V) | >155V (60 to 70% of Vnom = 220 to 250V) | >155V (60 to 70% of Vnom = 220 to 250V) | >155V (60 to 70% of Vnom = 220 to 250V) | >155V (60 to 70% of Vnom = 220 to 250V) | >155V (60 to 70% of Vnom = 220 to 250V) | >155V (60 to 70% of Vnom = 220 to 250V) | Специальный вариант с порогом переключения 65% от 250 VDC (Va,ном.) | Специальный вариант с порогом переключения 65% от 250 VDC (Va,ном.) | 138
|  |  | >73 V (67% of VA,nom = 110 V) | >73 V (67% of VA,nom = 110 V) | >73 V (67% of VA,nom = 110 V) | >73 V (67% of VA,nom = 110 V) | >73 V (67% of VA,nom = 110 V) | >73 V (67% of VA,nom = 110 V) | >73 V (67% of VA,nom = 110 V) | >73 V (67% of VA,nom = 110 V) | >73 V (67% of VA,nom = 110 V) | >73 V (67% of VA,nom = 110 V) | >73 V (67% of VA,nom = 110 V) | >73 V (67% of VA,nom = 110 V) | >73 V (67% of VA,nom = 110 V) | >73 V (67% of VA,nom = 110 V) | >73 V (67% of VA,nom = 110 V) | >73 V (67% of VA,nom = 110 V) | >73 V (67% of VA,nom = 110 V) | >73 V (67% of VA,nom = 110 V) | >73 V (67% of VA,nom = 110 V) | >73 V (67% of VA,nom = 110 V) | >73 V (67% of VA,nom = 110 V) | Специальный вариант с порогом переключения 65% от 110 VDC (Va,ном.) | Специальный вариант с порогом переключения 65% от 110 VDC (Va,ном.) | 139
|  |  | > 146 V (67% of VA,nom = 220 V) | > 146 V (67% of VA,nom = 220 V) | > 146 V (67% of VA,nom = 220 V) | > 146 V (67% of VA,nom = 220 V) | > 146 V (67% of VA,nom = 220 V) | > 146 V (67% of VA,nom = 220 V) | > 146 V (67% of VA,nom = 220 V) | > 146 V (67% of VA,nom = 220 V) | > 146 V (67% of VA,nom = 220 V) | > 146 V (67% of VA,nom = 220 V) | > 146 V (67% of VA,nom = 220 V) | > 146 V (67% of VA,nom = 220 V) | > 146 V (67% of VA,nom = 220 V) | > 146 V (67% of VA,nom = 220 V) | > 146 V (67% of VA,nom = 220 V) | > 146 V (67% of VA,nom = 220 V) | > 146 V (67% of VA,nom = 220 V) | > 146 V (67% of VA,nom = 220 V) | > 146 V (67% of VA,nom = 220 V) | > 146 V (67% of VA,nom = 220 V) | > 146 V (67% of VA,nom = 220 V) | Специальный вариант с порогом переключения 65% от 220 VDC (Va,ном.) | Специальный вариант с порогом переключения 65% от 220 VDC (Va,ном.) | 140
141
| -461 | -461 | -461 | -461 | -461 | -461 | -461 | -461 | -461 | -461 | -461 | -461 | -461 | -461 | -461 | -461 | -461 | -461 | -461 | -461 | -461 | -461 | -461 | -461 | -461 | 142
| -462 | -462 | -462 | -462 | -462 | -462 | -462 | -462 | -462 | -462 | -462 | -462 | -462 | -462 | -462 | -462 | -462 | -462 | -462 | -462 | -462 | -462 | -462 | -462 | -462 | 143
| -462 | -462 | -463 | -463 | -463 | -463 | -463 | -463 | -463 | -463 | -463 | -463 | -463 | -463 | -463 | -463 | -463 | -463 | -463 | -463 | -463 | -463 | -463 | -463 | -463 | 144
| -462 | -462 | -464 | -464 | -464 | -464 | -464 | -464 | -464 | -464 | -464 | -464 | -464 | -464 | -464 | -464 | -464 | -464 | -464 | -464 | -464 | -464 | -464 | -464 | -464 | 145
Inter-MiCOM | Нет | Нет | Нет | Нет | Нет | Нет | Нет | Нет | Нет | Нет | Нет | Нет | Нет | Нет | Нет | Нет | Нет | Нет | Нет | Нет | Нет | Нет | Нет | Нет | Нет | 146
| Для связи используется RS485 по витой паре | Для связи используется RS485 по витой паре | Для связи используется RS485 по витой паре | Для связи используется RS485 по витой паре | Для связи используется RS485 по витой паре | Для связи используется RS485 по витой паре | Для связи используется RS485 по витой паре | Для связи используется RS485 по витой паре | Для связи используется RS485 по витой паре | Для связи используется RS485 по витой паре | Для связи используется RS485 по витой паре | Для связи используется RS485 по витой паре | Для связи используется RS485 по витой паре | Для связи используется RS485 по витой паре | Для связи используется RS485 по витой паре | Для связи используется RS485 по витой паре | Для связи используется RS485 по витой паре | Для связи используется RS485 по витой паре | Для связи используется RS485 по витой паре | Для связи используется RS485 по витой паре | Для связи используется RS485 по витой паре | Для связи используется RS485 по витой паре | Для связи используется RS485 по витой паре | Для связи используется RS485 по витой паре | Для связи используется RS485 по витой паре | 147
| For connection to plastic fibre, FSMA connector | For connection to plastic fibre, FSMA connector | For connection to plastic fibre, FSMA connector | For connection to plastic fibre, FSMA connector | For connection to plastic fibre, FSMA connector | For connection to plastic fibre, FSMA connector | For connection to plastic fibre, FSMA connector | For connection to plastic fibre, FSMA connector | For connection to plastic fibre, FSMA connector | For connection to plastic fibre, FSMA connector | For connection to plastic fibre, FSMA connector | For connection to plastic fibre, FSMA connector | For connection to plastic fibre, FSMA connector | For connection to plastic fibre, FSMA connector | For connection to plastic fibre, FSMA connector | For connection to plastic fibre, FSMA connector | For connection to plastic fibre, FSMA connector | For connection to plastic fibre, FSMA connector | For connection to plastic fibre, FSMA connector | For connection to plastic fibre, FSMA connector | For connection to plastic fibre, FSMA connector | For connection to plastic fibre, FSMA connector | For connection to plastic fibre, FSMA connector | For connection to plastic fibre, FSMA connector | For connection to plastic fibre, FSMA connector | 148
| Для связи используется стекло-оптоволокно (ST connector) | Для связи используется стекло-оптоволокно (ST connector) | Для связи используется стекло-оптоволокно (ST connector) | Для связи используется стекло-оптоволокно (ST connector) | Для связи используется стекло-оптоволокно (ST connector) | Для связи используется стекло-оптоволокно (ST connector) | Для связи используется стекло-оптоволокно (ST connector) | Для связи используется стекло-оптоволокно (ST connector) | Для связи используется стекло-оптоволокно (ST connector) | Для связи используется стекло-оптоволокно (ST connector) | Для связи используется стекло-оптоволокно (ST connector) | Для связи используется стекло-оптоволокно (ST connector) | Для связи используется стекло-оптоволокно (ST connector) | Для связи используется стекло-оптоволокно (ST connector) | Для связи используется стекло-оптоволокно (ST connector) | Для связи используется стекло-оптоволокно (ST connector) | Для связи используется стекло-оптоволокно (ST connector) | Для связи используется стекло-оптоволокно (ST connector) | Для связи используется стекло-оптоволокно (ST connector) | Для связи используется стекло-оптоволокно (ST connector) | Для связи используется стекло-оптоволокно (ST connector) | Для связи используется стекло-оптоволокно (ST connector) | Для связи используется стекло-оптоволокно (ST connector) | Для связи используется стекло-оптоволокно (ST connector) | Для связи используется стекло-оптоволокно (ST connector) | 149
| Для связи используется RS232 по витой паре | Для связи используется RS232 по витой паре | Для связи используется RS232 по витой паре | Для связи используется RS232 по витой паре | Для связи используется RS232 по витой паре | Для связи используется RS232 по витой паре | Для связи используется RS232 по витой паре | Для связи используется RS232 по витой паре | Для связи используется RS232 по витой паре | Для связи используется RS232 по витой паре | Для связи используется RS232 по витой паре | Для связи используется RS232 по витой паре | Для связи используется RS232 по витой паре | Для связи используется RS232 по витой паре | Для связи используется RS232 по витой паре | Для связи используется RS232 по витой паре | Для связи используется RS232 по витой паре | Для связи используется RS232 по витой паре | Для связи используется RS232 по витой паре | Для связи используется RS232 по витой паре | Для связи используется RS232 по витой паре | Для связи используется RS232 по витой паре | Для связи используется RS232 по витой паре | Для связи используется RS232 по витой паре | Для связи используется RS232 по витой паре | 150
| -950 | -950 | -950 | -950 | -950 | -950 | -950 | -950 | -950 | -950 | -950 | -950 | -950 | -950 | -950 | -950 | -950 | -950 | -950 | -950 | -950 | -950 | -950 | -950 | -950 | 151
| -951 | -951 | -951 | -951 | -951 | -951 | -951 | -951 | -951 | -951 | -951 | -951 | -951 | -951 | -951 | -951 | -951 | -951 | -951 | -951 | -951 | -951 | -951 | -951 | -951 | 152
| -952 | -952 | -952 | -952 | -952 | -952 | -952 | -952 | -952 | -952 | -952 | -952 | -952 | -952 | -952 | -952 | -952 | -952 | -952 | -952 | -952 | -952 | -952 | -952 | -952 | 153
| -954 | -954 | -954 | -954 | -954 | -954 | -954 | -954 | -954 | -954 | -954 | -954 | -954 | -954 | -954 | -954 | -954 | -954 | -954 | -954 | -954 | -954 | -954 | -954 | -954 | 154
| -955 | -955 | -955 | -955 | -955 | -955 | -955 | -955 | -955 | -955 | -955 | -955 | -955 | -955 | -955 | -955 | -955 | -955 | -955 | -955 | -955 | -955 | -955 | -955 | -955 | 155
Comms | [25 empty] | 156
157
158
| -921 | -921 | -921 | -921 | -921 | -921 | -921 | -921 | -921 | -921 | -921 | -921 | -921 | -921 | -921 | -921 | -921 | -921 | -921 | -921 | -921 | -921 | -921 | -921 | -921 | 159
| -922 | -922 | -922 | -922 | -922 | -922 | -922 | -922 | -922 | -922 | -922 | -922 | -922 | -922 | -922 | -922 | -922 | -922 | -922 | -922 | -922 | -922 | -922 | -922 | -922 | 160
| -924 | -924 | -924 | -924 | -924 | -924 | -924 | -924 | -924 | -924 | -924 | -924 | -924 | -924 | -924 | -924 | -924 | -924 | -924 | -924 | -924 | -924 | -924 | -924 | -924 | 161
| -*** | -*** | -946 | -946 | -946 | -946 | -946 | -946 | -946 | -946 | -946 | -946 | -946 | -946 | -946 | -946 | -946 | -946 | -946 | -946 | -946 | -946 | -946 | -946 | -946 | 162
| -*** | -*** | -947 | -947 | -947 | -947 | -947 | -947 | -947 | -947 | -947 | -947 | -947 | -947 | -947 | -947 | -947 | -947 | -947 | -947 | -947 | -947 | -947 | -947 | -947 | 163
| 0 | 0 | 0 | 0 | 0 | 0 | 0 | 0 | 0 | 0 | 0 | 0 | 0 | 0 | 0 | 0 | 0 | 0 | 0 | 0 | 0 | 0 | 0 | 0 | 0 | 164
| 0 | 0 | 0 | 0 | 0 | 0 | 0 | 0 | 0 | 0 | 0 | 0 | 0 | 0 | 0 | 0 | 0 | 0 | 0 | 0 | 0 | 0 | 0 | 0 | 0 | 165
| 0 | 0 | 0 | 0 | 0 | 0 | 0 | 0 | 0 | 0 | 0 | 0 | 0 | 0 | 0 | 0 | 0 | 0 | 0 | 0 | 0 | 0 | 0 | 0 | 0 | 166
167 | bar: M to E
168 | bar: M to E
169 | bar: M to E
| -*** | -*** | J | J | J | J | J | J | J | J | J | J | J | J | J | J | J | J | J | J | J | J | J | J | J | 170
| -*** | -*** | K | K | K | K | K | K | K | K | K | K | K | K | K | K | K | K | K | K | K | K | K | K | K | 171
Extra Numbers in Model Number | 0 | 0 | 0 | 0 | 0 | 0 | 0 | 0 | 0 | 0 | 0 | 0 | 0 | 0 | 0 | 0 | 0 | 0 | 0 | 0 | 0 | 0 | 0 | 0 | 0 | 172
Inter-MiCOM if TGFM is Chosen | Не поставляется с модулем определения перемежающегося КЗ на землю | Не поставляется с модулем определения перемежающегося КЗ на землю | Не поставляется с модулем определения перемежающегося КЗ на землю | Не поставляется с модулем определения перемежающегося КЗ на землю | Не поставляется с модулем определения перемежающегося КЗ на землю | Не поставляется с модулем определения перемежающегося КЗ на землю | Не поставляется с модулем определения перемежающегося КЗ на землю | Не поставляется с модулем определения перемежающегося КЗ на землю | Не поставляется с модулем определения перемежающегося КЗ на землю | Не поставляется с модулем определения перемежающегося КЗ на землю | Не поставляется с модулем определения перемежающегося КЗ на землю | Не поставляется с модулем определения перемежающегося КЗ на землю | Не поставляется с модулем определения перемежающегося КЗ на землю | Не поставляется с модулем определения перемежающегося КЗ на землю | Не поставляется с модулем определения перемежающегося КЗ на землю | Не поставляется с модулем определения перемежающегося КЗ на землю | Не поставляется с модулем определения перемежающегося КЗ на землю | Не поставляется с модулем определения перемежающегося КЗ на землю | Не поставляется с модулем определения перемежающегося КЗ на землю | Не поставляется с модулем определения перемежающегося КЗ на землю | Не поставляется с модулем определения перемежающегося КЗ на землю | Не поставляется с модулем определения перемежающегося КЗ на землю | Не поставляется с модулем определения перемежающегося КЗ на землю | Не поставляется с модулем определения перемежающегося КЗ на землю | Не поставляется с модулем определения перемежающегося КЗ на землю | 173
Inter-MiCOM continued | 0 | 0 | 0 | 0 | 0 | 0 | 0 | 0 | 0 | 0 | 0 | 0 | 0 | 0 | 0 | 0 | 0 | 0 | 0 | 0 | 0 | 0 | 0 | 0 | 0 | 174
175 | bar: M to E
176 | bar: M to E
177 | bar: M to E
178 | bar: M to E
1 | [25 empty] | 179
2 | M: порт RS485 (изолированный); N: Оптоволокно (пластик), FSMA-connector; O: Оптоволокно(стекло), ST connector | 180
3 | M: 100 Mbit/s Ethernet, оптоволокно(стекло)SC и RJ45 и 2ой задний порт связи (RS485, IEC 60870-5-103); N: 100 Mbit/s Ethernet, оптоволокно(стекло)ST и RJ45 и 2ой задний порт связи (RS485, IEC 60870-5-103) | 181
4 | M: Для подключения к 100 Mbit/s Ethernet, оптоволокном (стекло) ST, SHP и плата IRIG-B для синхронизации по времени и 2му заднему входу (RS485, IEC 60870-5-103); N: Для подключения к Mbit/s MHz Ethernet, оптоволокном (стекло) ST, RSTP и плата IRIG-B для синхронизации по времени и 2му заднему входу (RS485, IEC 60870-5-103); O: Для подключения к 100 Mbit/s Ethernet, оптоволокно (стекло) ST, двойное подключение и плата IRIG-B для синхронизации по времени и 2му заднему входу (RS485, IEC 60870-5-103) | 182
183
BOM | SLOT 24 Z | SLOT 24 Z | SLOT 24 Z | 30 | 30 | 30 | 30 | 30 | 30 | 30 | 30 | 30 | 30 | 30 | 30 | 30 | 30 | 30 | 30 | 30 | 30 | 30 | 30 | 30 | 30 | 184
| SLOT 40 | SLOT 40 | SLOT 40 | 32 | 32 | 32 | 32 | 32 | 32 | 32 | 32 | 32 | 32 | 32 | 32 | 32 | 32 | 32 | 32 | 32 | 32 | 32 | 32 | 32 | 32 | 185
| SLOT 22 | SLOT 22 | SLOT 22 | SLOT 02 | SLOT 02 | SLOT 02 | SLOT 02 | SLOT 02 | SLOT 02 | SLOT 02 | SLOT 02 | SLOT 02 | SLOT 02 | SLOT 02 | SLOT 02 | SLOT 02 | SLOT 02 | SLOT 02 | SLOT 02 | SLOT 02 | SLOT 02 | SLOT 02 | SLOT 02 | SLOT 02 | SLOT 02 | 186
| SLOT 45 | SLOT 45 | SLOT 45 | 50 | 50 | 50 | 50 | 50 | 50 | 50 | 50 | 50 | 50 | 50 | 50 | 50 | 50 | 50 | 50 | 50 | 50 | 50 | 50 | 50 | 50 | 187
188
Livery change | Areva (Available from 4/10/04) | Areva (Available from 4/10/04) | Areva (Available from 4/10/04) | Alstom (Available until 1/11/04) | Areva (Available from 4/10/04) | Areva (Available from 4/10/04) | Areva (Available from 4/10/04) | Areva (Available from 4/10/04) | Areva (Available from 4/10/04) | Alstom (Available until 1/11/04) | Areva (Available from 4/10/04) | Areva (Available from 4/10/04) | Areva (Available from 4/10/04) | Areva (Available from 4/10/04) | Areva (Available from 4/10/04) | Areva (Available from 4/10/04) | Areva (Available from 4/10/04) | Areva (Available from 4/10/04) | Areva (Available from 4/10/04) | Areva (Available from 4/10/04) | Areva (Available from 4/10/04) | Areva (Available from 4/10/04) | Areva (Available from 4/10/04) | Areva (Available from 4/10/04) | Areva (Available from 4/10/04) | 189
| N: Areva (Available from 4/10/04); N: Areva (Available from 4/10/04) | 190
| 2 | 2 | 2 | 1 | 2 | 2 | 2 | 2 | 2 | 1 | 2 | 2 | 2 | 2 | 2 | 2 | 2 | 2 | 2 | 2 | 2 | 2 | 2 | 2 | 2 | 191
| 2 | 2 | 2 | 3 | 2 | 2 | 2 | 2 | 2 | 3 | 2 | 2 | 2 | 2 | 2 | 2 | 2 | 2 | 2 | 2 | 2 | 2 | 2 | 2 | 2 | 192
BOM MATERIAL | [25 empty] | 193
| E9650212 | E9650212 | E9650212 | E9650212 | E9650212 | E9650212 | E9650212 | E9650212 | E9650212 | E9650212 | E9650212 | E9650212 | E9650212 | E9650212 | E9650212 | E9650212 | E9650212 | E9650212 | E9650212 | E9650212 | E9650212 | E9650212 | E9650212 | E9650212 | E9650212 | 194
| E9650299 | E9650299 | E9650299 | E9650299 | E9650299 | E9650299 | E9650299 | E9650299 | E9650299 | E9650299 | E9650299 | E9650299 | E9650299 | E9650299 | E9650299 | E9650299 | E9650299 | E9650299 | E9650299 | E9650299 | E9650299 | E9650299 | E9650299 | E9650299 | E9650299 | 195
| E9650300 | E9650300 | E9650300 | E9650300 | E9650300 | E9650300 | E9650300 | E9650300 | E9650300 | E9650300 | E9650300 | E9650300 | E9650300 | E9650300 | E9650300 | E9650300 | E9650300 | E9650300 | E9650300 | E9650300 | E9650300 | E9650300 | E9650300 | E9650300 | E9650300 | 196
| E9650320 | E9650320 | E9650320 | E9650320 | E9650320 | E9650320 | E9650320 | E9650320 | E9650320 | E9650320 | E9650320 | E9650320 | E9650320 | E9650320 | E9650320 | E9650320 | E9650320 | E9650320 | E9650320 | E9650320 | E9650320 | E9650320 | E9650320 | E9650320 | E9650320 | 197
| EGN9063001 | EGN9063001 | EGN9063001 | EGN9063001 | EGN9063001 | EGN9063001 | EGN9063001 | EGN9063001 | EGN9063001 | EGN9063001 | EGN9063001 | EGN9063001 | EGN9063001 | EGN9063001 | EGN9063001 | EGN9063001 | EGN9063001 | EGN9063001 | EGN9063001 | EGN9063001 | EGN9063001 | EGN9063001 | EGN9063001 | EGN9063001 | EGN9063001 | 198
| EGN9011012 | EGN9011012 | EGN9011012 | EGN9011012 | EGN9011012 | EGN9011012 | EGN9011012 | EGN9011012 | EGN9011012 | EGN9011012 | EGN9011012 | EGN9011012 | EGN9011012 | EGN9011012 | EGN9011012 | EGN9011012 | EGN9011012 | EGN9011012 | EGN9011012 | EGN9011012 | EGN9011012 | EGN9011012 | EGN9011012 | EGN9011012 | EGN9011012 | 199
| EGN9011013 | EGN9011013 | EGN9011013 | EGN9011013 | EGN9011013 | EGN9011013 | EGN9011013 | EGN9011013 | EGN9011013 | EGN9011013 | EGN9011013 | EGN9011013 | EGN9011013 | EGN9011013 | EGN9011013 | EGN9011013 | EGN9011013 | EGN9011013 | EGN9011013 | EGN9011013 | EGN9011013 | EGN9011013 | EGN9011013 | EGN9011013 | EGN9011013 | 200
| EGN9011015 | EGN9011015 | EGN9011015 | EGN9011015 | EGN9011015 | EGN9011015 | EGN9011015 | EGN9011015 | EGN9011015 | EGN9011015 | EGN9011015 | EGN9011015 | EGN9011015 | EGN9011015 | EGN9011015 | EGN9011015 | EGN9011015 | EGN9011015 | EGN9011015 | EGN9011015 | EGN9011015 | EGN9011015 | EGN9011015 | EGN9011015 | EGN9011015 | 201
| EGN9011045 | EGN9011045 | EGN9011045 | EGN9011045 | EGN9011045 | EGN9011045 | EGN9011045 | EGN9011045 | EGN9011045 | EGN9011045 | EGN9011045 | EGN9011045 | EGN9011045 | EGN9011045 | EGN9011045 | EGN9011045 | EGN9011045 | EGN9011045 | EGN9011045 | EGN9011045 | EGN9011045 | EGN9011045 | EGN9011045 | EGN9011045 | EGN9011045 | 202
203
Inter-MiCOM if TGFM is Chosen | Не поставляется с двумя дискретными модулями | Не поставляется с двумя дискретными модулями | Не поставляется с двумя дискретными модулями |  | Не поставляется с двумя дискретными модулями | Не поставляется с двумя дискретными модулями | Не поставляется с двумя дискретными модулями | Не поставляется с двумя дискретными модулями | Не поставляется с двумя дискретными модулями |  | Не поставляется с двумя дискретными модулями | Не поставляется с двумя дискретными модулями | Не поставляется с двумя дискретными модулями | Не поставляется с двумя дискретными модулями | Не поставляется с двумя дискретными модулями | Не поставляется с двумя дискретными модулями | Не поставляется с двумя дискретными модулями | Не поставляется с двумя дискретными модулями | Не поставляется с двумя дискретными модулями | Не поставляется с двумя дискретными модулями | Не поставляется с двумя дискретными модулями | Не поставляется с двумя дискретными модулями | Не поставляется с двумя дискретными модулями | Не поставляется с двумя дискретными модулями | Не поставляется с двумя дискретными модулями | 204
| базовая конфигурация с 4 дискретными входами, 8 выходными реле | базовая конфигурация с 4 дискретными входами, 8 выходными реле | базовая конфигурация с 4 дискретными входами, 8 выходными реле | базовая конфигурация с 4 дискретными входами, 8 выходными реле | базовая конфигурация с 4 дискретными входами, 8 выходными реле | базовая конфигурация с 4 дискретными входами, 8 выходными реле | базовая конфигурация с 4 дискретными входами, 8 выходными реле | базовая конфигурация с 4 дискретными входами, 8 выходными реле | базовая конфигурация с 4 дискретными входами, 8 выходными реле | базовая конфигурация с 4 дискретными входами, 8 выходными реле | базовая конфигурация с 4 дискретными входами, 8 выходными реле | базовая конфигурация с 4 дискретными входами, 8 выходными реле | базовая конфигурация с 4 дискретными входами, 8 выходными реле | базовая конфигурация с 4 дискретными входами, 8 выходными реле | базовая конфигурация с 4 дискретными входами, 8 выходными реле | базовая конфигурация с 4 дискретными входами, 8 выходными реле | базовая конфигурация с 4 дискретными входами, 8 выходными реле | базовая конфигурация с 4 дискретными входами, 8 выходными реле | базовая конфигурация с 4 дискретными входами, 8 выходными реле | базовая конфигурация с 4 дискретными входами, 8 выходными реле | базовая конфигурация с 4 дискретными входами, 8 выходными реле | базовая конфигурация с 4 дискретными входами, 8 выходными реле | базовая конфигурация с 4 дискретными входами, 8 выходными реле | базовая конфигурация с 4 дискретными входами, 8 выходными реле | базовая конфигурация с 4 дискретными входами, 8 выходными реле | 205
| и 6 дискретными входами and 6 выходными реле (2-pole) для | и 6 дискретными входами and 6 выходными реле (2-pole) для | и 6 дискретными входами and 6 выходными реле (2-pole) для | и 6 дискретными входами and 6 выходными реле (2-pole) для | и 6 дискретными входами and 6 выходными реле (2-pole) для | и 6 дискретными входами and 6 выходными реле (2-pole) для | и 6 дискретными входами and 6 выходными реле (2-pole) для | и 6 дискретными входами and 6 выходными реле (2-pole) для | и 6 дискретными входами and 6 выходными реле (2-pole) для | и 6 дискретными входами and 6 выходными реле (2-pole) для | и 6 дискретными входами and 6 выходными реле (2-pole) для | и 6 дискретными входами and 6 выходными реле (2-pole) для | и 6 дискретными входами and 6 выходными реле (2-pole) для | и 6 дискретными входами and 6 выходными реле (2-pole) для | и 6 дискретными входами and 6 выходными реле (2-pole) для | и 6 дискретными входами and 6 выходными реле (2-pole) для | и 6 дискретными входами and 6 выходными реле (2-pole) для | и 6 дискретными входами and 6 выходными реле (2-pole) для | и 6 дискретными входами and 6 выходными реле (2-pole) для | и 6 дискретными входами and 6 выходными реле (2-pole) для | и 6 дискретными входами and 6 выходными реле (2-pole) для | и 6 дискретными входами and 6 выходными реле (2-pole) для | и 6 дискретными входами and 6 выходными реле (2-pole) для | и 6 дискретными входами and 6 выходными реле (2-pole) для | и 6 дискретными входами and 6 выходными реле (2-pole) для | 206
| (2-pole) | (2-pole) | (2-pole) | (2-pole) | (2-pole) | (2-pole) | (2-pole) | (2-pole) | (2-pole) | (2-pole) | (2-pole) | (2-pole) | (2-pole) | (2-pole) | (2-pole) | (2-pole) | (2-pole) | (2-pole) | (2-pole) | (2-pole) | (2-pole) | (2-pole) | (2-pole) | (2-pole) | (2-pole) | 207
| управления 3-мя распределительными устройствами | управления 3-мя распределительными устройствами | управления 3-мя распределительными устройствами | управления 3-мя распределительными устройствами | управления 3-мя распределительными устройствами | управления 3-мя распределительными устройствами | управления 3-мя распределительными устройствами | управления 3-мя распределительными устройствами | управления 3-мя распределительными устройствами | управления 3-мя распределительными устройствами | управления 3-мя распределительными устройствами | управления 3-мя распределительными устройствами | управления 3-мя распределительными устройствами | управления 3-мя распределительными устройствами | управления 3-мя распределительными устройствами | управления 3-мя распределительными устройствами | управления 3-мя распределительными устройствами | управления 3-мя распределительными устройствами | управления 3-мя распределительными устройствами | управления 3-мя распределительными устройствами | управления 3-мя распределительными устройствами | управления 3-мя распределительными устройствами | управления 3-мя распределительными устройствами | управления 3-мя распределительными устройствами | управления 3-мя распределительными устройствами | 208
| E9650564 | E9650564 | E9650564 | E9650564 | E9650564 | E9650564 | E9650564 | E9651367 | E9651367 | E9650564 | E9651367 | E9651367 | E9650564 | E9650564 | E9651367 | E9651367 | E9651367 | E9651367 | E9651367 | E9651367 | E9651367 | E9651367 | E9651367 | E9651367 | E9651367 | 209
| E9650740 | E9650740 | E9650740 | E9650740 | E9650740 | E9650740 | E9650740 | E9651908 | E9651908 | E9650740 | E9651908 | E9651908 | E9650740 | E9650740 | E9651908 | E9651908 | E9651908 | E9651908 | E9651908 | E9651908 | E9651908 | E9651908 | E9651908 | E9651908 | E9651908 | 210
| E9650551 | E9650551 | E9650551 | E9650551 | E9650551 | E9650551 | E9650551 | E9651914 | E9651914 | E9650551 | E9651914 | E9651914 | E9650551 | E9650551 | E9651914 | E9651914 | E9651914 | E9651914 | E9651914 | E9651914 | E9651914 | E9651914 | E9651914 | E9651914 | E9651914 | 211
| E9650552 | E9650552 | E9650552 | E9650552 | E9650552 | E9650552 | E9650552 | E9651366 | E9651366 | E9650552 | E9651366 | E9651366 | E9650552 | E9650552 | E9651366 | E9651366 | E9651366 | E9651366 | E9651366 | E9651366 | E9651366 | E9651366 | E9651366 | E9651366 | E9651366 | 212
Additional options - continued | [7 empty] | С аналоговым модулем и дискретным модулем ( доп. 24 дискретных входа) | С аналоговым модулем и дискретным модулем ( доп. 24 дискретных входа) |  | С аналоговым модулем и дискретным модулем ( доп. 24 дискретных входа) | С аналоговым модулем и дискретным модулем ( доп. 24 дискретных входа) |  |  | С аналоговым модулем и дискретным модулем ( доп. 24 дискретных входа) | С аналоговым модулем и дискретным модулем ( доп. 24 дискретных входа) | С аналоговым модулем и дискретным модулем ( доп. 24 дискретных входа) | С аналоговым модулем и дискретным модулем ( доп. 24 дискретных входа) | С аналоговым модулем и дискретным модулем ( доп. 24 дискретных входа) | С аналоговым модулем и дискретным модулем ( доп. 24 дискретных входа) | С аналоговым модулем и дискретным модулем ( доп. 24 дискретных входа) | С аналоговым модулем и дискретным модулем ( доп. 24 дискретных входа) | С аналоговым модулем и дискретным модулем ( доп. 24 дискретных входа) | С аналоговым модулем и дискретным модулем ( доп. 24 дискретных входа) | С аналоговым модулем и дискретным модулем ( доп. 24 дискретных входа) | 213
[8 empty] | С двумя дискретными модулями (доп. 24 дискретных входа) | С двумя дискретными модулями (доп. 24 дискретных входа) |  | С двумя дискретными модулями (доп. 24 дискретных входа) | С двумя дискретными модулями (доп. 24 дискретных входа) |  |  | С двумя дискретными модулями (доп. 24 дискретных входа) | С двумя дискретными модулями (доп. 24 дискретных входа) | С двумя дискретными модулями (доп. 24 дискретных входа) | С двумя дискретными модулями (доп. 24 дискретных входа) | С двумя дискретными модулями (доп. 24 дискретных входа) | С двумя дискретными модулями (доп. 24 дискретных входа) | С двумя дискретными модулями (доп. 24 дискретных входа) | С двумя дискретными модулями (доп. 24 дискретных входа) | С двумя дискретными модулями (доп. 24 дискретных входа) | С двумя дискретными модулями (доп. 24 дискретных входа) | С двумя дискретными модулями (доп. 24 дискретных входа) | 214
Inter-MiCOM if 2BI is Chosen | Не поставляется с двумя дискретными модулями | Не поставляется с двумя дискретными модулями | Не поставляется с двумя дискретными модулями | Не поставляется с двумя дискретными модулями | Не поставляется с двумя дискретными модулями | Не поставляется с двумя дискретными модулями | Не поставляется с двумя дискретными модулями | Не поставляется с двумя дискретными модулями | Не поставляется с двумя дискретными модулями | Не поставляется с двумя дискретными модулями | Не поставляется с двумя дискретными модулями | Не поставляется с двумя дискретными модулями | Не поставляется с двумя дискретными модулями | Не поставляется с двумя дискретными модулями | Не поставляется с двумя дискретными модулями | Не поставляется с двумя дискретными модулями | Не поставляется с двумя дискретными модулями | Не поставляется с двумя дискретными модулями | Не поставляется с двумя дискретными модулями | Не поставляется с двумя дискретными модулями | Не поставляется с двумя дискретными модулями | Не поставляется с двумя дискретными модулями | Не поставляется с двумя дискретными модулями | Не поставляется с двумя дискретными модулями | Не поставляется с двумя дискретными модулями | 215
REB Interfaces | H: Протокол IEC61850, избыточное соединение; H: Протокол IEC61850, избыточное соединение; H: Протокол IEC61850, избыточное соединение; H: Протокол IEC61850, избыточное соединение; H: Протокол IEC61850, избыточное соединение; H: Протокол IEC61850, избыточное соединение; H: Протокол IEC61850, избыточное соединение; D: Протокол IEC61850, избыточное соединение; E: Протокол IEC61850, избыточное соединение | 216
| H: Для подключения к 100 Mbit/s Ethernet, оптоволокном (стекло) ST, SHP; H: Для подключения к 100 Mbit/s Ethernet, оптоволокном (стекло) ST, SHP; H: Для подключения к 100 Mbit/s Ethernet, оптоволокном (стекло) ST, SHP; H: Для подключения к 100 Mbit/s Ethernet, оптоволокном (стекло) ST, SHP; H: Для подключения к 100 Mbit/s Ethernet, оптоволокном (стекло) ST, SHP; H: Для подключения к 100 Mbit/s Ethernet, оптоволокном (стекло) ST, SHP; H: Для подключения к 100 Mbit/s Ethernet, оптоволокном (стекло) ST, SHP; D: Для подключения к 100 Mbit/s Ethernet, оптоволокном (стекло) ST, SHP; E: Для подключения к 100 Mbit/s Ethernet, оптоволокном (стекло) ST, SHP | 217
| H: Для подключения к Mbit/s MHz Ethernet, оптоволокном (стекло) ST, RSTP; H: Для подключения к Mbit/s MHz Ethernet, оптоволокном (стекло) ST, RSTP; H: Для подключения к Mbit/s MHz Ethernet, оптоволокном (стекло) ST, RSTP; H: Для подключения к Mbit/s MHz Ethernet, оптоволокном (стекло) ST, RSTP; H: Для подключения к Mbit/s MHz Ethernet, оптоволокном (стекло) ST, RSTP; H: Для подключения к Mbit/s MHz Ethernet, оптоволокном (стекло) ST, RSTP; H: Для подключения к Mbit/s MHz Ethernet, оптоволокном (стекло) ST, RSTP; D: Для подключения к Mbit/s MHz Ethernet, оптоволокном (стекло) ST, RSTP; E: Для подключения к Mbit/s MHz Ethernet, оптоволокном (стекло) ST, RSTP | 218
| H: Для подключения к 100 Mbit/s Ethernet, оптоволокно (стекло) ST, двойное подключение; H: Для подключения к 100 Mbit/s Ethernet, оптоволокно (стекло) ST, двойное подключение; H: Для подключения к 100 Mbit/s Ethernet, оптоволокно (стекло) ST, двойное подключение; H: Для подключения к 100 Mbit/s Ethernet, оптоволокно (стекло) ST, двойное подключение; H: Для подключения к 100 Mbit/s Ethernet, оптоволокно (стекло) ST, двойное подключение; H: Для подключения к 100 Mbit/s Ethernet, оптоволокно (стекло) ST, двойное подключение; H: Для подключения к 100 Mbit/s Ethernet, оптоволокно (стекло) ST, двойное подключение; D: Для подключения к 100 Mbit/s Ethernet, оптоволокно (стекло) ST, двойное подключение; E: Для подключения к 100 Mbit/s Ethernet, оптоволокно (стекло) ST, двойное подключение | 219
| H: и плата IRIG-B для синхронизации по времени и 2му заднему входу (RS485, IEC 60870-5-103); H: и плата IRIG-B для синхронизации по времени и 2му заднему входу (RS485, IEC 60870-5-103); H: и плата IRIG-B для синхронизации по времени и 2му заднему входу (RS485, IEC 60870-5-103); H: и плата IRIG-B для синхронизации по времени и 2му заднему входу (RS485, IEC 60870-5-103); H: и плата IRIG-B для синхронизации по времени и 2му заднему входу (RS485, IEC 60870-5-103); H: и плата IRIG-B для синхронизации по времени и 2му заднему входу (RS485, IEC 60870-5-103); H: и плата IRIG-B для синхронизации по времени и 2му заднему входу (RS485, IEC 60870-5-103); D: и плата IRIG-B для синхронизации по времени и 2му заднему входу (RS485, IEC 60870-5-103); E: и плата IRIG-B для синхронизации по времени и 2му заднему входу (RS485, IEC 60870-5-103) | 220
| -9** | -9** | -9** | -9** | -9** | -9** | -9** | -9** | -9** | -9** | -981 | -981 | -9** | -9** | -981 | -981 | -981 | -981 | -9** | -9** | -9** | -9** | -981 | -981 | -981 | 221
| -9** | -9** | -9** | -9** | -9** | -9** | -9** | -9** | -9** | -9** | -982 | -982 | -9** | -9** | -982 | -982 | -982 | -982 | -9** | -9** | -9** | -9** | -982 | -982 | -982 | 222
| -9** | -9** | -9** | -9** | -9** | -9** | -9** | -9** | -9** | -9** | -983 | -983 | -9** | -9** | -983 | -983 | -983 | -983 | -9** | -9** | -9** | -9** | -983 | -983 | -983 | 223
224 | bar: M to E
225 | bar: M to E
226 | bar: M to E
| D: E9652109; E: E9652109 | 227
| D: E9652110; E: E9652110 | 228
| D: E9652111; E: E9652111 | 229
| D: Для связи используется 100 Mbit/s Ethernet, стекловолокно ST, PRP; E: Для связи используется 100 Mbit/s Ethernet, стекловолокно ST, PRP | 230
| D: + IRIG-B для временной синхронизации и 2-й порт (RS485, IEC 60870-5-103); E: + IRIG-B для временной синхронизации и 2-й порт (RS485, IEC 60870-5-103) | 231
| -9** | -9** | -9** | -9** | -9** | -9** | -9** | -9** | -9** | -9** | -983 | -983 | -9** | -9** | -983 | -983 | -983 | -983 | -9** | -9** | -9** | -9** | -983 | -984 | -984 | 232
| * | * | * | * | * | * | * | * | * | * | P | P | * | * | P | P | P | P | * | * | * | * | P | Q | Q | 233
| D: E9652158; E: E9652158 | 234
| E: С дискретным модулем (доп. 6 входов и 8 выходов) | 235
| E: С дискретным модулем (доп. 6 входов и 8 выходов) и 24 дискретных входа | 236
| E: С дискретным модулем (доп. 6 входов и 8 выходов) и аналоговый модуль | 237
| E: С дискретным модулем (доп. 6 входов и 8 выходов) и модуль RTD (тепловой) | 238
| E: С дискретным модулем (доп. 6 входов и 8 выходов) и модуль TGF | 239
240
241
242
243
244
245
246
247
248
249
250
251
252
253
254
255
256
257
258
259
260
261
262
263
264
265
266
267
268
269
270
271
272
273
274
275
276
277
278
279
280
281
282
283
284
285
286
287
288
289
290
291
292
293
294
295
296
297
298
299
300
301
302
303
304
305
306
307
308
309
310
311
312
313
314
315
316
317
318
319
320
321
322
323
324
325
326
327
328
329
330
331
332
333
334
335
336
337
338
339
340
341
342
343
344
345
346
347
348
349
350

## Date Drivers HIST (hidden)
Key Date | 2013-04-05
 | time axis 2002-02-19 to 2011-03-08
Basic device | Basic device 40TE, pin terminal connection | Basic device 40TE, pin terminal connection | Basic device 40TE, pin terminal connection | Basic device 40TE, pin terminal connection | Basic device 40TE, pin terminal connection | Basic device 40TE, pin terminal connection | Basic device 40TE, pin terminal connection | Basic device 40TE, pin terminal connection | Basic device 40TE, pin terminal connection | Basic device 40TE, pin terminal connection | Basic device 40TE, pin terminal connection | Basic device 40TE, pin terminal connection | Basic device 40TE, pin terminal connection | Basic device 40TE, pin terminal connection | Basic device 40TE, pin terminal connection | Basic device 40TE, pin terminal connection | Basic device 40TE, pin terminal connection | Basic device 40TE, pin terminal connection | Basic device 40TE, pin terminal connection | Basic device 40TE, pin terminal connection | Basic device 40TE, pin terminal connection | Basic device 40TE, pin terminal connection | Basic device 40TE, pin terminal connection | Basic device 40TE, pin terminal connection | Basic device 40TE, pin terminal connection | Basic device 40TE, pin terminal connection | Basic device 40TE, pin terminal connection | Basic device 40TE, pin terminal connection | Basic device 40TE, pin terminal connection | Basic device 40TE, pin terminal connection | Basic device 40TE, pin terminal connection | Basic device 40TE, pin terminal connection | Basic device 40TE, pin terminal connection | Basic device 40TE, pin terminal connection | Basic device 40TE, pin terminal connection | Basic device 40TE, pin terminal connection | Basic device 40TE, pin terminal connection | Basic device 40TE, pin terminal connection | Basic device 40TE, pin terminal connection | Basic device 40TE, pin terminal connection | Basic device 40TE, pin terminal connection | Basic device 40TE, pin terminal connection | Basic device 40TE, pin terminal connection | Basic device 40TE, pin terminal connection | Basic device 40TE, pin terminal connection | Basic device 40TE, pin terminal connection | Basic device 40TE, pin terminal connection | Basic device 40TE, pin terminal connection | Basic device 40TE, pin terminal connection | Basic device 40TE, pin terminal connection | Basic device 40TE, pin terminal connection | Basic device 40TE, pin terminal connection | Basic device 40TE, pin terminal connection | Basic device 40TE, pin terminal connection | Basic device 40TE, pin terminal connection | Basic device 40TE, pin terminal connection | Basic device 40TE, pin terminal connection | Basic device 40TE, pin terminal connection | Basic device 40TE, pin terminal connection | Basic device 40TE, pin terminal connection | Basic device 40TE, pin terminal connection | Basic device 40TE, pin terminal connection | Basic device 40TE, pin terminal connection | Basic device 40TE, pin terminal connection | Basic device 40TE, pin terminal connection | Basic device 40TE, pin terminal connection | Basic device 40TE, pin terminal connection | Basic device 40TE, pin terminal connection | Basic device 40TE, pin terminal connection | Basic device 40TE, pin terminal connection | Basic device 40TE, pin terminal connection | Basic device 40TE, pin terminal connection | Basic device 40TE, pin terminal connection | Basic device 40TE, pin terminal connection | Basic device 40TE, pin terminal connection
|  | Basic device 40TE, transformer modules: ring, others: pin terminal connection | Basic device 40TE, transformer modules: ring, others: pin terminal connection | Basic device 40TE, transformer modules: ring, others: pin terminal connection | Basic device 40TE, transformer modules: ring, others: pin terminal connection | Basic device 40TE, transformer modules: ring, others: pin terminal connection | Basic device 40TE, transformer modules: ring, others: pin terminal connection | Basic device 40TE, transformer modules: ring, others: pin terminal connection | Basic device 40TE, transformer modules: ring, others: pin terminal connection | Basic device 40TE, transformer modules: ring, others: pin terminal connection | Basic device 40TE, transformer modules: ring, others: pin terminal connection | Basic device 40TE, transformer modules: ring, others: pin terminal connection | Basic device 40TE, transformer modules: ring, others: pin terminal connection | Basic device 40TE, transformer modules: ring, others: pin terminal connection | Basic device 40TE, transformer modules: ring, others: pin terminal connection | Basic device 40TE, transformer modules: ring, others: pin terminal connection | Basic device 40TE, transformer modules: ring, others: pin terminal connection | Basic device 40TE, transformer modules: ring, others: pin terminal connection | Basic device 40TE, transformer modules: ring, others: pin terminal connection | Basic device 40TE, transformer modules: ring, others: pin terminal connection | Basic device 40TE, transformer modules: ring, others: pin terminal connection | Basic device 40TE, transformer modules: ring, others: pin terminal connection | Basic device 40TE, transformer modules: ring, others: pin terminal connection | Basic device 40TE, transformer modules: ring, others: pin terminal connection | Basic device 40TE, transformer modules: ring, others: pin terminal connection | Basic device 40TE, CT/VT ring-, I/O pin-terminal connection, | Basic device 40TE, CT/VT ring-, I/O pin-terminal connection, | Basic device 40TE, CT/VT ring-, I/O pin-terminal connection, | Basic device 40TE, CT/VT ring-, I/O pin-terminal connection, | Basic device 40TE, CT/VT ring-, I/O pin-terminal connection, | Basic device 40TE, CT/VT ring-, I/O pin-terminal connection, | Basic device 40TE, CT/VT ring-, I/O pin-terminal connection, | Basic device 40TE, CT/VT ring-, I/O pin-terminal connection, | Basic device 40TE, CT/VT ring-, I/O pin-terminal connection, | Basic device 40TE, CT/VT ring-, I/O pin-terminal connection, | Basic device 40TE, CT/VT ring-, I/O pin-terminal connection, | Basic device 40TE, CT/VT ring-, I/O pin-terminal connection, | Basic device 40TE, CT/VT ring-, I/O pin-terminal connection, | Basic device 40TE, CT/VT ring-, I/O pin-terminal connection, | Basic device 40TE, CT/VT ring-, I/O pin-terminal connection, | Basic device 40TE, CT/VT ring-, I/O pin-terminal connection, | Basic device 40TE, CT/VT ring-, I/O pin-terminal connection, | Basic device 40TE, CT/VT ring-, I/O pin-terminal connection, | Basic device 40TE, CT/VT ring-, I/O pin-terminal connection, | Basic device 40TE, CT/VT ring-, I/O pin-terminal connection, | Basic device 40TE, CT/VT ring-, I/O pin-terminal connection, | Basic device 40TE, CT/VT ring-, I/O pin-terminal connection, | Basic device 40TE, CT/VT ring-, I/O pin-terminal connection, | Basic device 40TE, CT/VT ring-, I/O pin-terminal connection, | Basic device 40TE, CT/VT ring-, I/O pin-terminal connection, | Basic device 40TE, CT/VT ring-, I/O pin-terminal connection, | Basic device 40TE, CT/VT ring-, I/O pin-terminal connection, | Basic device 40TE, CT/VT ring-, I/O pin-terminal connection, | Basic device 40TE, CT/VT ring-, I/O pin-terminal connection, | Basic device 40TE, CT/VT ring-, I/O pin-terminal connection, | Basic device 40TE, CT/VT ring-, I/O pin-terminal connection, | Basic device 40TE, CT/VT ring-, I/O pin-terminal connection, | Basic device 40TE, CT/VT ring-, I/O pin-terminal connection | Basic device 40TE, CT/VT ring-, I/O pin-terminal connection, | Basic device 40TE, CT/VT ring-, I/O pin-terminal connection, | Basic device 40TE, CT/VT ring-, I/O pin-terminal connection, | Basic device 40TE, CT/VT ring-, I/O pin-terminal connection | Basic device 40TE, CT/VT ring-, I/O pin-terminal connection | Basic device 40TE, CT/VT ring-, I/O pin-terminal connection | Basic device 40TE, CT/VT ring-, I/O pin-terminal connection | Basic device 40TE, CT/VT ring-, I/O pin-terminal connection | Basic device 40TE, CT/VT ring-, I/O pin-terminal connection, | Basic device 40TE, CT/VT ring-, I/O pin-terminal connection | Basic device 40TE, CT/VT ring-, I/O pin-terminal connection | Basic device 40TE, CT/VT ring-, I/O pin-terminal connection | Basic device 40TE, CT/VT ring-, I/O pin-terminal connection | Basic device 40TE, CT/VT ring-, I/O pin-terminal connection, | Basic device 40TE, CT/VT ring-, I/O pin-terminal connection | Basic device 40TE, CT/VT ring-, I/O pin-terminal connection | Basic device 40TE, CT/VT ring-, I/O pin-terminal connection
|  | Basic device 84TE, ring terminal connection | Basic device 84TE, ring terminal connection | Basic device 84TE, ring terminal connection | Basic device 84TE, ring terminal connection | Basic device 84TE, ring terminal connection | Basic device 84TE, ring terminal connection | Basic device 84TE, ring terminal connection | Basic device 84TE, ring terminal connection | Basic device 84TE, ring terminal connection | Basic device 84TE, ring terminal connection | Basic device 84TE, ring terminal connection | Basic device 84TE, ring terminal connection | Basic device 84TE, ring terminal connection | Basic device 84TE, ring terminal connection | Basic device 84TE, ring terminal connection | Basic device 84TE, ring terminal connection | Basic device 84TE, ring terminal connection | Basic device 84TE, ring terminal connection | Basic device 84TE, ring terminal connection | Basic device 84TE, ring terminal connection | Basic device 84TE, ring terminal connection | Basic device 84TE, ring terminal connection | Basic device 84TE, ring terminal connection | Basic device 84TE, ring terminal connection | Basic device 84TE, ring terminal connection | Basic device 84TE, ring terminal connection | Basic device 84TE, ring terminal connection | Basic device 84TE, ring terminal connection | Basic device 84TE, ring terminal connection | Basic device 84TE, ring terminal connection | Basic device 84TE, ring terminal connection | Basic device 84TE, ring terminal connection | Basic device 84TE, ring terminal connection | Basic device 84TE, ring terminal connection | Basic device 84TE, ring terminal connection | Basic device 84TE, ring terminal connection | Basic device 84TE, ring terminal connection | Basic device 84TE, ring terminal connection | Basic device 84TE, ring terminal connection | Basic device 84TE, ring terminal connection | Basic device 84TE, ring terminal connection | Basic device 84TE, ring terminal connection | Basic device 84TE, ring terminal connection | Basic device 84TE, ring terminal connection | Basic device 84TE, ring terminal connection | Basic device 84TE, ring terminal connection | Basic device 84TE, ring terminal connection | Basic device 84TE, ring terminal connection | Basic device 84TE, ring terminal connection | Basic device 84TE, ring terminal connection | Basic device 84TE, ring terminal connection | Basic device 84TE, ring terminal connection | Basic device 84TE, ring terminal connection | Basic device 84TE, ring terminal connection | Basic device 84TE, ring terminal connection | Basic device 84TE, ring terminal connection | Basic device 84TE, ring terminal connection | Basic device 84TE, ring terminal connection | Basic device 84TE, ring terminal connection | Basic device 84TE, ring terminal connection | Basic device 84TE, ring terminal connection | Basic device 84TE, ring terminal connection | Basic device 84TE, ring terminal connection | Basic device 84TE, ring terminal connection | Basic device 84TE, ring terminal connection | Basic device 84TE, ring terminal connection | Basic device 84TE, ring terminal connection | Basic device 84TE, ring terminal connection | Basic device 84TE, ring terminal connection | Basic device 84TE, ring terminal connection | Basic device 84TE, ring terminal connection | Basic device 84TE, ring terminal connection | Basic device 84TE, ring terminal connection | Basic device 84TE, ring terminal connection
Mounting option and display
| Surface mounted, local control panel with graphic display and fixed HMI | Surface mounted, local control panel with graphic display and fixed HMI | Surface mounted, local control panel with graphic display and fixed HMI | Surface mounted, local control panel with graphic display and fixed HMI | Surface mounted, local control panel with graphic display and fixed HMI | Surface mounted, local control panel with graphic display and fixed HMI | Surface mounted, local control panel with graphic display and fixed HMI | Surface mounted, local control panel with graphic display and fixed HMI | Surface mounted, local control panel with graphic display and fixed HMI | Surface mounted, local control panel with graphic display and fixed HMI | Surface mounted, local control panel with graphic display and fixed HMI | Surface mounted, local control panel with graphic display and fixed HMI | Surface mounted, local control panel with graphic display and fixed HMI | Surface mounted, local control panel with graphic display and fixed HMI | Surface mounted, local control panel with graphic display and fixed HMI | Surface mounted, local control panel with graphic display and fixed HMI | Surface mounted, local control panel with graphic display and fixed HMI | Surface mounted, local control panel with graphic display and fixed HMI | Surface mounted, local control panel with graphic display and fixed HMI | Surface mounted, local control panel with graphic display and fixed HMI | Surface mounted, local control panel with graphic display and fixed HMI | Surface mounted, local control panel with graphic display and fixed HMI | Surface mounted, local control panel with graphic display and fixed HMI | Surface mounted, local control panel with graphic display and fixed HMI | Surface mounted, local control panel with graphic display and fixed HMI | Surface mounted, local control panel with graphic display and fixed HMI | Surface mounted, local control panel with graphic display and fixed HMI | Surface mounted, local control panel with graphic display and fixed HMI | Surface mounted, local control panel with graphic display and fixed HMI | Surface mounted, local control panel with graphic display and fixed HMI | Surface mounted, local control panel with graphic display and fixed HMI | Surface mounted, local control panel with graphic display and fixed HMI | Surface mounted, local control panel with graphic display and fixed HMI | Surface mounted, local control panel with graphic display and fixed HMI | Surface mounted, local control panel with graphic display and fixed HMI | Surface mounted, local control panel with graphic display and fixed HMI | Surface mounted, local control panel with graphic display and fixed HMI | Surface mounted, local control panel with graphic display and fixed HMI | Surface mounted, local control panel with graphic display and fixed HMI | Surface mounted, local control panel with graphic display and fixed HMI | Surface mounted, local control panel with graphic display and fixed HMI | Surface mounted, local control panel with graphic display and fixed HMI | Surface mounted, local control panel with graphic display and fixed HMI | Surface mounted, local control panel with graphic display and fixed HMI | Surface mounted, local control panel with graphic display and fixed HMI | Surface mounted, local control panel with graphic display and fixed HMI | Surface mounted, local control panel with graphic display and fixed HMI | Surface mounted, local control panel with graphic display and fixed HMI | Surface mounted, local control panel with graphic display and fixed HMI | Surface mounted, local control panel with graphic display and fixed HMI | Surface mounted, local control panel with graphic display and fixed HMI | Surface mounted, local control panel with graphic display and fixed HMI | Surface mounted, local control panel with graphic display and fixed HMI | Surface mounted, local control panel with graphic display and fixed HMI | Surface mounted, local control panel with graphic display and fixed HMI | Surface mounted, local control panel with graphic display and fixed HMI | Surface mounted, local control panel with graphic display and fixed HMI | Surface mounted, local control panel with graphic display and fixed HMI | Surface mounted, local control panel with graphic display and fixed HMI | Surface mounted, local control panel with graphic display and fixed HMI | Surface mounted, local control panel with graphic display and fixed HMI | Surface mounted, local control panel with graphic display and fixed HMI | Surface mounted, local control panel with graphic display and fixed HMI | Surface mounted, local control panel with graphic display and fixed HMI | Surface mounted, local control panel with graphic display and fixed HMI | Surface mounted, local control panel with graphic display and fixed HMI | Surface mounted, local control panel with graphic display and fixed HMI | Surface mounted, local control panel with graphic display and fixed HMI | Surface mounted, local control panel with graphic display and fixed HMI | Surface mounted, local control panel with graphic display and fixed HMI | Surface mounted, local control panel with graphic display and fixed HMI | Surface mounted, local control panel with graphic display and fixed HMI | Surface mounted, local control panel with graphic display and fixed HMI | Surface mounted, local control panel with graphic display and fixed HMI | Surface mounted, local control panel with graphic display and fixed HMI
| Flush/Rack mounted, local control panel with graphic display and fixed HMI | Flush/Rack mounted, local control panel with graphic display and fixed HMI | Flush/Rack mounted, local control panel with graphic display and fixed HMI | Flush/Rack mounted, local control panel with graphic display and fixed HMI | Flush/Rack mounted, local control panel with graphic display and fixed HMI | Flush/Rack mounted, local control panel with graphic display and fixed HMI | Flush/Rack mounted, local control panel with graphic display and fixed HMI | Flush/Rack mounted, local control panel with graphic display and fixed HMI | Flush/Rack mounted, local control panel with graphic display and fixed HMI | Flush/Rack mounted, local control panel with graphic display and fixed HMI | Flush/Rack mounted, local control panel with graphic display and fixed HMI | Flush/Rack mounted, local control panel with graphic display and fixed HMI | Flush/Rack mounted, local control panel with graphic display and fixed HMI | Flush/Rack mounted, local control panel with graphic display and fixed HMI | Flush/Rack mounted, local control panel with graphic display and fixed HMI | Flush/Rack mounted, local control panel with graphic display and fixed HMI | Flush/Rack mounted, local control panel with graphic display and fixed HMI | Flush/Rack mounted, local control panel with graphic display and fixed HMI | Flush/Rack mounted, local control panel with graphic display and fixed HMI | Flush/Rack mounted, local control panel with graphic display and fixed HMI | Flush/Rack mounted, local control panel with graphic display and fixed HMI | Flush/Rack mounted, local control panel with graphic display and fixed HMI | Flush/Rack mounted, local control panel with graphic display and fixed HMI | Flush/Rack mounted, local control panel with graphic display and fixed HMI | Flush/Rack mounted, local control panel with graphic display and fixed HMI | Flush/Rack mounted, local control panel with graphic display and fixed HMI | Flush/Rack mounted, local control panel with graphic display and fixed HMI | Flush/Rack mounted, local control panel with graphic display and fixed HMI | Flush/Rack mounted, local control panel with graphic display and fixed HMI | Flush/Rack mounted, local control panel with graphic display and fixed HMI | Flush/Rack mounted, local control panel with graphic display and fixed HMI | Flush/Rack mounted, local control panel with graphic display and fixed HMI | Flush/Rack mounted, local control panel with graphic display and fixed HMI | Flush/Rack mounted, local control panel with graphic display and fixed HMI | Flush/Rack mounted, local control panel with graphic display and fixed HMI | Flush/Rack mounted, local control panel with graphic display and fixed HMI | Flush/Rack mounted, local control panel with graphic display and fixed HMI | Flush/Rack mounted, local control panel with graphic display and fixed HMI | Flush/Rack mounted, local control panel with graphic display and fixed HMI | Flush/Rack mounted, local control panel with graphic display and fixed HMI | Flush/Rack mounted, local control panel with graphic display and fixed HMI | Flush/Rack mounted, local control panel with graphic display and fixed HMI | Flush/Rack mounted, local control panel with graphic display and fixed HMI | Flush/Rack mounted, local control panel with graphic display and fixed HMI | Flush/Rack mounted, local control panel with graphic display and fixed HMI | Flush/Rack mounted, local control panel with graphic display and fixed HMI | Flush/Rack mounted, local control panel with graphic display and fixed HMI | Flush/Rack mounted, local control panel with graphic display and fixed HMI | Flush/Rack mounted, local control panel with graphic display and fixed HMI | Flush/Rack mounted, local control panel with graphic display and fixed HMI | Flush/Rack mounted, local control panel with graphic display and fixed HMI | Flush/Rack mounted, local control panel with graphic display and fixed HMI | Flush/Rack mounted, local control panel with graphic display and fixed HMI | Flush/Rack mounted, local control panel with graphic display and fixed HMI | Flush/Rack mounted, local control panel with graphic display and fixed HMI | Flush/Rack mounted, local control panel with graphic display and fixed HMI | Flush/Rack mounted, local control panel with graphic display and fixed HMI | Flush/Rack mounted, local control panel with graphic display and fixed HMI | Flush/Rack mounted, local control panel with graphic display and fixed HMI | Flush/Rack mounted, local control panel with graphic display and fixed HMI | Flush/Rack mounted, local control panel with graphic display and fixed HMI | Flush/Rack mounted, local control panel with graphic display and fixed HMI | Flush/Rack mounted, local control panel with graphic display and fixed HMI | Flush/Rack mounted, local control panel with graphic display and fixed HMI | Flush/Rack mounted, local control panel with graphic display and fixed HMI | Flush/Rack mounted, local control panel with graphic display and fixed HMI | Flush/Rack mounted, local control panel with graphic display and fixed HMI | Flush/Rack mounted, local control panel with graphic display and fixed HMI | Flush/Rack mounted, local control panel with graphic display and fixed HMI | Flush/Rack mounted, local control panel with graphic display and fixed HMI | Flush/Rack mounted, local control panel with graphic display and fixed HMI | Flush/Rack mounted, local control panel with graphic display and fixed HMI | Flush/Rack mounted, local control panel with graphic display and fixed HMI | Flush/Rack mounted, local control panel with graphic display and fixed HMI | Flush/Rack mounted, local control panel with graphic display and fixed HMI
[43 empty] | Surface-mounted, with detachable HMI - available from 307 hardware onwards only |  | Surface-mounted, with detachable HMI - available from 307 hardware onwards only | Surface-mounted, with detachable HMI - available from 307 hardware onwards only | Surface-mounted, with detachable HMI - available from 307 hardware onwards only | Surface-mounted, with detachable HMI - available from 307 hardware onwards only | Surface-mounted, with detachable HMI - available from 307 hardware onwards only | Surface-mounted, with detachable HMI - available from 307 hardware onwards only | Surface-mounted, with detachable HMI - available from 307 hardware onwards only | Surface-mounted, with detachable HMI - available from 307 hardware onwards only | Surface-mounted, with detachable HMI | Surface-mounted, with detachable HMI | Surface-mounted, with detachable HMI | Surface-mounted, with detachable HMI | Surface-mounted, with detachable HMI | Surface-mounted, with detachable HMI | Surface-mounted, with detachable HMI | Surface-mounted, with detachable HMI | Surface-mounted, with detachable HMI | Surface-mounted, with detachable HMI | Surface-mounted, with detachable HMI | Surface-mounted, with detachable HMI | Surface-mounted, with detachable HMI | Surface-mounted, with detachable HMI | Surface-mounted, with detachable HMI | Surface-mounted, with detachable HMI | Surface-mounted, with detachable HMI | Surface-mounted, with detachable HMI | Surface-mounted, with detachable HMI | Surface-mounted, with detachable HMI | Surface-mounted, with detachable HMI | Surface-mounted, with detachable HMI | Surface-mounted, with detachable HMI
[43 empty] | Flush-mounted, with detachable HMI - available from 307 hardware onwards only |  | Flush-mounted, with detachable HMI - available from 307 hardware onwards only | Flush-mounted, with detachable HMI - available from 307 hardware onwards only | Flush-mounted, with detachable HMI - available from 307 hardware onwards only | Flush-mounted, with detachable HMI - available from 307 hardware onwards only | Flush-mounted, with detachable HMI - available from 307 hardware onwards only | Flush-mounted, with detachable HMI - available from 307 hardware onwards only | Flush-mounted, with detachable HMI - available from 307 hardware onwards only | Flush-mounted, with detachable HMI - available from 307 hardware onwards only | Flush-mounted, with detachable HMI | Flush-mounted, with detachable HMI | Flush-mounted, with detachable HMI | Flush-mounted, with detachable HMI | Flush-mounted, with detachable HMI | Flush-mounted, with detachable HMI | Flush-mounted, with detachable HMI | Flush-mounted, with detachable HMI | Flush-mounted, with detachable HMI | Flush-mounted, with detachable HMI | Flush-mounted, with detachable HMI | Flush-mounted, with detachable HMI | Flush-mounted, with detachable HMI | Flush-mounted, with detachable HMI | Flush-mounted, with detachable HMI | Flush-mounted, with detachable HMI | Flush-mounted, with detachable HMI | Flush-mounted, with detachable HMI | Flush-mounted, with detachable HMI | Flush-mounted, with detachable HMI | Flush-mounted, with detachable HMI | Flush-mounted, with detachable HMI | Flush-mounted, with detachable HMI
Voltage transformer
| None (Not viable if transient ground fault option required!) | None (Not viable if transient ground fault option required!) | None (Not viable if transient ground fault option required!) | None (Not viable if transient ground fault option required!) | None (Not viable if transient ground fault option required!) | None (Not viable if transient ground fault option required!) | None (Not viable if transient ground fault option required!) | None (Not viable if transient ground fault option required!) | None (Not viable if transient ground fault option required!) | None (Not viable if transient ground fault option required!) | None (Not viable if transient ground fault option required!) | None (Not viable if transient ground fault option required!) | None (Not viable if transient ground fault option required!) | None (Not viable if transient ground fault option required!) | None (Not viable if transient ground fault option required!) | None (Not viable if transient ground fault option required!) | None (Not viable if transient ground fault option required!) | None (Not viable if transient ground fault option required!) | None (Not viable if transient ground fault option required!) | None (Not viable if transient ground fault option required!) | None (Not viable if transient ground fault option required!) | None (Not viable if transient ground fault option required!) | None (Not viable if transient ground fault option required!) | None (Not viable if transient ground fault option required!) | None (Not viable if transient ground fault option required!) | Without (Not viable if transient ground fault option required!) | Without (Not viable if transient ground fault option required!) | Without (Not viable if transient ground fault option required!) | Without (Not viable if transient ground fault option required!) | Without (Not viable if transient ground fault option required!) | Without (Not viable if transient ground fault option required!) | Without (Not viable if transient ground fault option required!) | Without (Not viable if transient ground fault option required!) | Without (Not viable if transient ground fault option required!) | Without (Not viable if transient ground fault option required!) | Without (Not viable if transient ground fault option required!) | Without (Not viable if transient ground fault option required!) | Without (Not viable if transient ground fault option required!) | Without (Not viable if transient ground fault option required!) | Without (Not viable if transient ground fault option required!) | Without (Not viable if transient ground fault option required!) | Without (Not viable if transient ground fault option required!) | Without (Not viable if transient ground fault option required!) | Without (Not viable if transient ground fault option required!) | Without (Not viable if transient ground fault option required!) | Without (Not viable if transient ground fault option required!) | Without (Not viable if transient ground fault option required!) | Without (Not viable if transient ground fault option required!) | Without (Not viable if transient ground fault option required!) | Without (Not viable if transient ground fault option required!) | Without (Not viable if transient ground fault option required!) | Without (Not viable if transient ground fault option required!) | Without (Not viable if transient ground fault option required!) | Without (Not viable if transient ground fault option required!) | Without (Not viable if transient ground fault option required!) | Without (Not viable if transient ground fault option required!) | Without (Not viable if transient ground fault option required!) | Without (Not viable if transient ground fault option required!) | Without (Not viable if transient ground fault option required!) | Without (Not viable if transient ground fault option required!) | Without (Not viable if transient ground fault option required!) | Without (Not viable if transient ground fault option required!) | Without (Not viable if transient ground fault option required!) | Without (Not viable if transient ground fault option required!) | Without (Not viable if transient ground fault option required!) | Without (Not viable if transient ground fault option required!) | Without (Not viable if transient ground fault option required!) | Without (Not viable if transient ground fault option required!) | Without (Not viable if transient ground fault option required!) | Without (Not viable if transient ground fault option required!) | Without (Not viable if transient ground fault option required!) | Without (Not viable if transient ground fault option required!) | Without (Not viable if transient ground fault option required!) | Without (Not viable if transient ground fault option required!) | Without (Not viable if transient ground fault option required!)
| Vnom = 50V to 130V (4-pole) | Vnom = 50V to 130V (4-pole) | Vnom = 50V to 130V (4-pole) | Vnom = 50V to 130V (4-pole) | Vnom = 50V to 130V (4-pole) | Vnom = 50V to 130V (4-pole) | Vnom = 50V to 130V (4-pole) | Vnom = 50V to 130V (4-pole) | Vnom = 50V to 130V (4-pole) | Vnom = 50V to 130V (4-pole) | Vnom = 50V to 130V (4-pole) | Vnom = 50V to 130V (4-pole) | Vnom = 50V to 130V (4-pole) | Vnom = 50V to 130V (4-pole) | Vnom = 50V to 130V (4-pole) | Vnom = 50V to 130V (4-pole) | Vnom = 50V to 130V (4-pole) | Vnom = 50V to 130V (4-pole) | Vnom = 50V to 130V (4-pole) | Vnom = 50V to 130V (4-pole) | Vnom = 50V to 130V (4-pole) | Vnom = 50V to 130V (4-pole) | Vnom = 50V to 130V (4-pole) | Vnom = 50V to 130V (4-pole) | Vnom = 50V to 130V (4-pole) | Vnom = 50V to 130V (4-pole) | Vnom = 50V to 130V (4-pole) | Vnom = 50V to 130V (4-pole) | Vnom = 50V to 130V (4-pole) | Vnom = 50V to 130V (4-pole) | Vnom = 50V to 130V (4-pole) | Vnom = 50V to 130V (4-pole) | Vnom = 50V to 130V (4-pole) | Vnom = 50V to 130V (4-pole) | Vnom = 50V to 130V (4-pole) | Vnom = 50V to 130V (4-pole) | Vnom = 50V to 130V (4-pole) | Vnom = 50V to 130V (4-pole) | Vnom = 50V to 130V (4-pole) | Vnom = 50V to 130V (4-pole) | Vnom = 50V to 130V (4-pole) | Vnom = 50V to 130V (4-pole) | Vnom = 50V to 130V (4-pole) | Vnom = 50V to 130V (4-pole) | Vnom = 50V to 130V (4-pole) | Vnom = 50V to 130V (4-pole) | Vnom = 50V to 130V (4-pole) | Vnom = 50V to 130V (4-pole) | Vnom = 50V to 130V (4-pole) | Vnom = 50V to 130V (4-pole) | Vnom = 50V to 130V (4-pole) | Vnom = 50V to 130V (4-pole) | Vnom = 50V to 130V (4-pole) | Vnom = 50V to 130V (4-pole) | Vnom = 50V to 130V (4-pole) | Vnom = 50V to 130V (4-pole) | Vnom = 50V to 130V (4-pole) | Vnom = 50V to 130V (4-pole) | Vnom = 50V to 130V (4-pole) | Vnom = 50V to 130V (4-pole) | Vnom = 50V to 130V (4-pole) | Vnom = 50V to 130V (4-pole) | Vnom = 50V to 130V (4-pole) | Vnom = 50V to 130V (4-pole) | Vnom = 50V to 130V (4-pole) | Vnom = 50V to 130V (4-pole) | Vnom = 50V to 130V (4-pole) | Vnom = 50V to 130V (4-pole) | Vnom = 50V to 130V (4-pole) | Vnom = 50V to 130V (4-pole) | Vnom = 50V to 130V (4-pole) | Vnom = 50V to 130V (4-pole) | Vnom = 50V to 130V (4-pole) | Vnom = 50V to 130V (4-pole) | Vnom = 50V to 130V (4-pole)
| Vnom = 50V to 130V (5-pole) for Automatic Synchronism Check | Vnom = 50V to 130V (5-pole) for Automatic Synchronism Check | Vnom = 50V to 130V (5-pole) for Automatic Synchronism Check | Vnom = 50V to 130V (5-pole) for Automatic Synchronism Check | Vnom = 50V to 130V (5-pole) for Automatic Synchronism Check | Vnom = 50V to 130V (5-pole) for Automatic Synchronism Check | Vnom = 50V to 130V (5-pole) for Automatic Synchronism Check | Vnom = 50V to 130V (5-pole) for Automatic Synchronism Check | Vnom = 50V to 130V (5-pole) for Automatic Synchronism Check | Vnom = 50V to 130V (5-pole) for Automatic Synchronism Check | Vnom = 50V to 130V (5-pole) for Automatic Synchronism Check | Vnom = 50V to 130V (5-pole) for Automatic Synchronism Check | Vnom = 50V to 130V (5-pole) for Automatic Synchronism Check | Vnom = 50V to 130V (5-pole) for Automatic Synchronism Check | Vnom = 50V to 130V (5-pole) for Automatic Synchronism Check | Vnom = 50V to 130V (5-pole) for Automatic Synchronism Check | Vnom = 50V to 130V (5-pole) for Automatic Synchronism Check | Vnom = 50V to 130V (5-pole) for Automatic Synchronism Check | Vnom = 50V to 130V (5-pole) for Automatic Synchronism Check | Vnom = 50V to 130V (5-pole) for Automatic Synchronism Check | Vnom = 50V to 130V (5-pole) for Automatic Synchronism Check | Vnom = 50V to 130V (5-pole) for Automatic Synchronism Check | Vnom = 50V to 130V (5-pole) for Automatic Synchronism Check | Vnom = 50V to 130V (5-pole) for Automatic Synchronism Check | Vnom = 50V to 130V (5-pole) for Automatic Synchronism Check | Vnom = 50V to 130V (5-pole) for Automatic Synchronism Check | Vnom = 50V to 130V (5-pole) for Automatic Synchronism Check | Vnom = 50V to 130V (5-pole) for Automatic Synchronism Check | Vnom = 50V to 130V (5-pole) for Automatic Synchronism Check | Vnom = 50V to 130V (5-pole) for Automatic Synchronism Check | Vnom = 50V to 130V (5-pole) for Automatic Synchronism Check | Vnom = 50V to 130V (5-pole) for Automatic Synchronism Check | Vnom = 50V to 130V (5-pole) for Automatic Synchronism Check | Vnom = 50V to 130V (5-pole) for Automatic Synchronism Check | Vnom = 50V to 130V (5-pole) for Automatic Synchronism Check | Vnom = 50V to 130V (5-pole) for Automatic Synchronism Check | Vnom = 50V to 130V (5-pole) for Automatic Synchronism Check | Vnom = 50V to 130V (5-pole) for Automatic Synchronism Check | Vnom = 50V to 130V (5-pole) for Automatic Synchronism Check | Vnom = 50V to 130V (5-pole) for Automatic Synchronism Check | Vnom = 50V to 130V (5-pole) for Automatic Synchronism Check | Vnom = 50V to 130V (5-pole) for Automatic Synchronism Check | Vnom = 50V to 130V (5-pole) for Automatic Synchronism Check | Vnom = 50V to 130V (5-pole) for Automatic Synchronism Check | Vnom = 50V to 130V (5-pole) for Automatic Synchronism Check | Vnom = 50V to 130V (5-pole) for Automatic Synchronism Check | Vnom = 50V to 130V (5-pole) for Automatic Synchronism Check | Vnom = 50V to 130V (5-pole) for Automatic Synchronism Check | Vnom = 50V to 130V (5-pole) for Automatic Synchronism Check | Vnom = 50V to 130V (5-pole) for Automatic Synchronism Check | Vnom = 50V to 130V (5-pole) for Automatic Synchronism Check | Vnom = 50V to 130V (5-pole) for Automatic Synchronism Check | Vnom = 50V to 130V (5-pole) for Automatic Synchronism Check | Vnom = 50V to 130V (5-pole) for Automatic Synchronism Check | Vnom = 50V to 130V (5-pole) for Automatic Synchronism Check | Vnom = 50V to 130V (5-pole) for Automatic Synchronism Check | Vnom = 50V to 130V (5-pole) for Automatic Synchronism Check | Vnom = 50V to 130V (5-pole) for Automatic Synchronism Check | Vnom = 50V to 130V (5-pole) for Automatic Synchronism Check | Vnom = 50V to 130V (5-pole) for Automatic Synchronism Check | Vnom = 50V to 130V (5-pole) for Automatic Synchronism Check | Vnom = 50V to 130V (5-pole) for Automatic Synchronism Check | Vnom = 50V to 130V (5-pole) for Automatic Synchronism Check | Vnom = 50V to 130V (5-pole) for Automatic Synchronism Check | Vnom = 50V to 130V (5-pole) for Automatic Synchronism Check | Vnom = 50V to 130V (5-pole) for Automatic Synchronism Check | Vnom = 50V to 130V (5-pole) for Automatic Synchronism Check | Vnom = 50V to 130V (5-pole) for Automatic Synchronism Check | Vnom = 50V to 130V (5-pole) for Automatic Synchronism Check | Vnom = 50V to 130V (5-pole) for Automatic Synchronism Check | Vnom = 50V to 130V (5-pole) for Automatic Synchronism Check | Vnom = 50V to 130V (5-pole) for Automatic Synchronism Check | Vnom = 50V to 130V (5-pole) for Automatic Synchronism Check | Vnom = 50V to 130V (5-pole) for Automatic Synchronism Check | Vnom = 50V to 130V (5-pole) for Automatic Synchronism Check
CT/VT-Boards with NCIT | 2004-10-04: CT/VT-Boards with NCIT : Variant 1 : 22.5 mV at 50 A, 3.25 V at Vnom; 2004-11-09: CT/VT Boards with NCIT : this option is not currently available.; 2005-02-21: CT/VT Boards with NCIT : this option is not currently available.; 2005-04-20: CT/VT Boards with NCIT : this option is not currently available.; 2005-05-31: CT/VT Boards with NCIT : this option is not currently available.; 2005-06-01: CT/VT Boards with NCIT : this option is not currently available.; 2005-07-30: CT/VT Boards with NCIT : this option is not currently available.; 2005-09-02: CT/VT Boards with NCIT : this option is not currently available.; 2005-10-06: CT/VT Boards with NCIT : this option is not currently available.; 2005-11-09: CT/VT Boards with NCIT : this option is not currently available.; 2005-11-10: CT/VT Boards with NCIT : this option is not currently available.; 2006-01-25: CT/VT Boards with NCIT : this option is not currently available.; 2006-03-25: CT/VT Boards with NCIT : this option is not currently available.; 2006-06-19: CT/VT Boards with NCIT : this option is not currently available.; 2006-10-16: CT/VT Boards with NCIT : this option is not currently available.; 2007-01-23: CT/VT Boards with NCIT : this option is not currently available.; 2007-02-07: CT/VT Boards with NCIT : this option is not currently available.; 2007-02-08: CT/VT Boards with NCIT : this option is not currently available.; 2007-07-31: CT/VT Boards with NCIT : this option is not currently available.; 2007-08-01: CT/VT Boards with NCIT : this option is not currently available.; 2007-11-19: CT/VT Boards with NCIT : this option is not currently available.; 2008-02-15: CT/VT Boards with NCIT : this option is not currently available.; 2008-02-18: CT/VT Boards with NCIT : this option is not currently available.; 2008-06-05: CT/VT Boards with NCIT : this option is not currently available.; 2008-06-06: CT/VT Boards with NCIT : this option is not currently available.; 2008-07-30: CT/VT Boards with NCIT : this option is not currently available.; 2008-10-08: CT/VT Boards with NCIT : this option is not currently available.; 2009-02-03: CT/VT Boards with NCIT : this option is not currently available.; 2009-04-23: CT/VT Boards with NCIT : this option is not currently available.; 2009-07-13: CT/VT Boards with NCIT : this option is not currently available.; 2009-07-14: CT/VT Boards with NCIT : this option is not currently available.; 2010-05-01: CT/VT Boards with NCIT : this option is not currently available.; 2010-09-17: CT/VT Boards with NCIT : this option is not currently available.
| 5 | 5 | 5 | 5 | 5 | 5 | 5 | 5 | 5 | 5 | 5 | 5 | 5 | 5 | 5 | 5 | 5 | 5 | 5 | 5 | 5 | 5 | 5 | 5 | 5 | 9 | 5 | 5 | * | * | * | * | * | * | * | * | * | * | * | * | * | * | * | * | * | * | * | * | * | * | * | * | * | * | * | * | * | * | * | * | * | * | * | * | * | * | * | * | * | * | * | * | * | * | *
Additional options
| None | None | None | None | None | None | None | None | None | None | None | None | None | None | None | None | None | None | None | None | None | None | None | None | None | None | None | None | None | None | None | None | None | None | None | None | None | None | None | None | None | None | None | None | None | None | None | None | None | None | None | None | None | None | None | Without | None | Without | None | None | None | Without | Without | Without | Without | Without | None | Without | Without | Without | Without | None | Without | Without | Without
| 6 binary inputs and 6 output relays for the control of 3 switchgear units | 6 binary inputs and 6 output relays for the control of 3 switchgear units | 6 binary inputs and 6 output relays for the control of 3 switchgear units | 6 binary inputs and 6 output relays for the control of 3 switchgear units | 6 binary inputs and 6 output relays for the control of 3 switchgear units | 6 binary inputs and 6 output relays for the control of 3 switchgear units | 6 binary inputs and 6 output relays for the control of 3 switchgear units | 6 binary inputs and 6 output relays for the control of 3 switchgear units | 6 binary inputs and 6 output relays for the control of 3 switchgear units | 6 binary inputs and 6 output relays for the control of 3 switchgear units | 6 binary inputs and 6 output relays for the control of 3 switchgear units | 6 binary inputs and 6 output relays for the control of 3 switchgear units | 6 binary inputs and 6 output relays for the control of 3 switchgear units | 6 binary inputs and 6 output relays for the control of 3 switchgear units | 6 binary inputs and 6 output relays for the control of 3 switchgear units | 6 binary inputs and 6 output relays for the control of 3 switchgear units | 6 binary inputs and 6 output relays for the control of 3 switchgear units | 6 binary inputs and 6 output relays for the control of 3 switchgear units | 6 binary inputs and 6 output relays for the control of 3 switchgear units | 6 binary inputs and 6 output relays for the control of 3 switchgear units | 6 binary inputs and 6 output relays for the control of 3 switchgear units | 6 binary inputs and 6 output relays for the control of 3 switchgear units | 6 binary inputs and 6 output relays for the control of 3 switchgear units | 6 binary inputs and 6 output relays for the control of 3 switchgear units | 6 binary inputs and 6 output relays for the control of 3 switchgear units | 6 binary inputs and 6 output relays for the control of 3 switchgear units | 6 binary inputs and 6 output relays for the control of 3 switchgear units | 6 binary inputs and 6 output relays for the control of 3 switchgear units | 6 binary inputs and 6 output relays for the control of 3 switchgear units | 6 binary inputs and 6 output relays for the control of 3 switchgear units | 6 binary inputs and 6 output relays for the control of 3 switchgear units | 6 binary inputs and 6 output relays for the control of 3 switchgear units | 6 binary inputs and 6 output relays for the control of 3 switchgear units | 6 binary inputs and 6 output relays for the control of 3 switchgear units | 6 binary inputs and 6 output relays for the control of 3 switchgear units | 6 binary inputs and 6 output relays for the control of 3 switchgear units | 6 binary inputs and 6 output relays for the control of 3 switchgear units | 6 binary inputs and 6 output relays for the control of 3 switchgear units | 6 binary inputs and 6 output relays for the control of 3 switchgear units | 6 binary inputs and 6 output relays for the control of 3 switchgear units | 6 binary inputs and 6 output relays for the control of 3 switchgear units | 6 binary inputs and 6 output relays for the control of 3 switchgear units | 6 binary inputs and 6 output relays for the control of 3 switchgear units | 6 binary inputs and 6 output relays for the control of 3 switchgear units | 6 binary inputs and 6 output relays for the control of 3 switchgear units | 6 binary inputs and 6 output relays for the control of 3 switchgear units | 6 binary inputs and 6 output relays for the control of 3 switchgear units | 6 binary inputs and 6 output relays for the control of 3 switchgear units | 6 binary inputs and 6 output relays for the control of 3 switchgear units | 6 binary inputs and 6 output relays for the control of 3 switchgear units | 6 binary inputs and 6 output relays for the control of 3 switchgear units | 6 binary inputs and 6 output relays for the control of 3 switchgear units | 6 binary inputs and 6 output relays for the control of 3 switchgear units | 6 binary inputs and 6 output relays for the control of 3 switchgear units | 6 binary inputs and 6 output relays for the control of 3 switchgear units | With 1 binary module (add. 6 binary inputs and 6 output relays (2-pole)) | 6 binary inputs and 6 output relays for the control of 3 switchgear units | With 1 binary module (add. 6 binary inputs and 6 output relays (2-pole)) for the control of up to 3 add'l switchgear units | 6 binary inputs and 6 output relays for the control of 3 switchgear units | 6 binary inputs and 6 output relays for the control of 3 switchgear units | 6 binary inputs and 6 output relays for the control of 3 switchgear units | With 1 binary module (add. 6 binary inputs and 6 output relays (2-pole)) for the control of up to 3 add'l switchgear units | With 1 binary module (add. 6 binary inputs and 6 output relays (2-pole)) for the control of up to 3 add'l switchgear units | With 1 binary module (add. 6 binary inputs and 6 output relays (2-pole)) for the control of up to 3 add'l switchgear units | With 1 binary module (add. 6 binary inputs and 6 output relays (2-pole)) for the control of up to 3 add'l switchgear units | With 1 binary module (add. 6 binary inputs and 6 output relays (2-pole)) for the control of up to 3 add'l switchgear units | 6 binary inputs and 6 output relays for the control of 3 switchgear units | With 1 binary module (add. 6 binary inputs and 6 output relays (2-pole)) for the control of up to 3 add'l switchgear units | With 1 binary module (add. 6 binary inputs and 6 output relays (2-pole)) for the control of up to 3 add'l switchgear units | With 1 binary module (add. 6 binary inputs and 6 output relays (2-pole)) for the control of up to 3 add'l switchgear units | With 1 binary module (add. 6 binary inputs and 6 output relays (2-pole)) for the control of up to 3 add'l switchgear units | 6 binary inputs and 6 output relays for the control of 3 switchgear units | With 1 binary module (add. 6 binary inputs and 6 output relays (2-pole)) for the control of up to 3 add'l switchgear units | With 1 binary module (add. 6 binary inputs and 6 output relays (2-pole)) for the control of up to 3 add'l switchgear units | With 1 binary module (add. 6 binary inputs and 6 output relays (2-pole)) for the control of up to 3 add'l switchgear units
Power supply and additional option
| 24Vdc | 24Vdc | 24Vdc | 24Vdc | 24Vdc | 24Vdc | 24Vdc | 24Vdc | 24Vdc | 24Vdc | 24Vdc | 24Vdc | 24Vdc | 24Vdc | 24Vdc | 24Vdc | 24Vdc | 24Vdc | 24Vdc | 24Vdc | 24Vdc | 24Vdc | 24Vdc | 24Vdc | 24Vdc | 24Vdc | 24Vdc | 24Vdc | 24Vdc | 24Vdc | 24Vdc | 24Vdc | 24Vdc | 24Vdc | 24Vdc | 24Vdc | 24Vdc | 24Vdc | 24Vdc | 24Vdc | 24Vdc | 24Vdc | 24Vdc | 24Vdc | 24Vdc | 24Vdc | 24Vdc | 24Vdc | 24Vdc | 24Vdc | 24Vdc | 24Vdc | 24Vdc | 24Vdc | 24Vdc | 24Vdc | 24Vdc | 24Vdc | 24Vdc | 24Vdc | 24Vdc | 24Vdc | 24Vdc | 24Vdc | 24Vdc | 24Vdc | 24Vdc | 24Vdc | 24Vdc | 24Vdc | 24Vdc | 24Vdc | 24Vdc | 24Vdc | 24Vdc
| 48 to 250Vdc/100 to 230Vac | 48 to 250Vdc/100 to 230Vac | 48 to 250Vdc/100 to 230Vac | 48 to 250Vdc/100 to 230Vac | 48 to 250Vdc/100 to 230Vac | 48 to 250Vdc/100 to 230Vac | 48 to 250Vdc/100 to 230Vac | 48 to 250Vdc/100 to 230Vac | 48 to 250Vdc/100 to 230Vac | 48 to 250Vdc/100 to 230Vac | 48 to 250Vdc/100 to 230Vac | 48 to 250Vdc/100 to 230Vac | 48 to 250Vdc/100 to 230Vac | 48 to 250Vdc/100 to 230Vac | 48 to 250Vdc/100 to 230Vac | 48 to 250Vdc/100 to 230Vac | 48 to 250Vdc/100 to 230Vac | 48 to 250Vdc/100 to 230Vac | 48 to 250Vdc/100 to 230Vac | 48 to 250Vdc/100 to 230Vac | 48 to 250Vdc/100 to 230Vac | 48 to 250Vdc/100 to 230Vac | 48 to 250Vdc/100 to 230Vac | 48 to 250Vdc/100 to 230Vac | 48 to 250Vdc/100 to 230Vac | 48 to 250Vdc/100 to 230Vac | 48 to 250Vdc/100 to 230Vac | 48 to 250Vdc/100 to 230Vac | 48 to 250Vdc/100 to 230Vac | 48 to 250Vdc/100 to 230Vac | 48 to 250Vdc/100 to 230Vac | 48 to 250Vdc/100 to 230Vac | 48 to 250Vdc/100 to 230Vac | 48 to 250Vdc/100 to 230Vac | 48 to 250Vdc/100 to 230Vac | 48 to 250Vdc/100 to 230Vac | 48 to 250Vdc/100 to 230Vac | 48 to 250Vdc/100 to 230Vac | 48 to 250Vdc/100 to 230Vac | 48 to 250Vdc/100 to 230Vac | 48 to 250Vdc/100 to 230Vac | 48 to 250Vdc/100 to 230Vac | 48 to 250Vdc/100 to 230Vac | 48 to 250Vdc/100 to 230Vac | 48 to 250Vdc/100 to 230Vac | 48 to 250Vdc/100 to 230Vac | 48 to 250Vdc/100 to 230Vac | 48 to 250Vdc/100 to 230Vac | 48 to 250Vdc/100 to 230Vac | 48 to 250Vdc/100 to 230Vac | 48 to 250Vdc/100 to 230Vac | 48 to 250Vdc/100 to 230Vac | 48 to 250Vdc/100 to 230Vac | 48 to 250Vdc/100 to 230Vac | 48 to 250Vdc/100 to 230Vac | 48 to 250Vdc/100 to 230Vac | 48 to 250Vdc/100 to 230Vac | 48 to 250Vdc/100 to 230Vac | 48 to 250Vdc/100 to 230Vac | 48 to 250Vdc/100 to 230Vac | 48 to 250Vdc/100 to 230Vac | 48 to 250Vdc/100 to 230Vac | 48 to 250Vdc/100 to 230Vac | 48 to 250Vdc/100 to 230Vac | 48 to 250Vdc/100 to 230Vac | 48 to 250Vdc/100 to 230Vac | 48 to 250Vdc/100 to 230Vac | 48 to 250Vdc/100 to 230Vac | 48 to 250Vdc/100 to 230Vac | 48 to 250Vdc/100 to 230Vac | 48 to 250Vdc/100 to 230Vac | 48 to 250Vdc/100 to 230Vac | 48 to 250Vdc/100 to 230Vac | 48 to 250Vdc/100 to 230Vac | 48 to 250Vdc/100 to 230Vac
| 24Vdc (+6 output relays, 4 with thyristor) | 24Vdc (+6 output relays, 4 with thyristor) | 24Vdc (+6 output relays, 4 with thyristor) | 24Vdc (+6 output relays, 4 with thyristor) | 24Vdc (+6 output relays, 4 with thyristor) | 24Vdc (+6 output relays, 4 with thyristor) | 24Vdc (+6 output relays, 4 with thyristor) | 24Vdc (+6 output relays, 4 with thyristor) | 24Vdc (+6 output relays, 4 with thyristor) | 24Vdc (+6 output relays, 4 with thyristor) | 24Vdc (+6 output relays, 4 with thyristor) | 24Vdc (+6 output relays, 4 with thyristor) | 24Vdc (+6 output relays, 4 with thyristor) | 24Vdc (+6 output relays, 4 with thyristor) | 24Vdc (+6 output relays, 4 with thyristor) | 24Vdc (+6 output relays, 4 with thyristor) | 24Vdc (+6 output relays, 4 with thyristor) | 24Vdc (+6 output relays, 4 with thyristor) | 24Vdc (+6 output relays, 4 with thyristor) | 24Vdc (+6 output relays, 4 with thyristor) | 24Vdc (+6 output relays, 4 with thyristor) | 24Vdc (+6 output relays, 4 with thyristor) | 24Vdc (+6 output relays, 4 with thyristor) | 24Vdc (+6 output relays, 4 with thyristor) | 24Vdc (+6 output relays, 4 with thyristor) | 24Vdc (+6 output relays, 4 with thyristor) | 24Vdc (+6 output relays, 4 with thyristor) | 24Vdc (+6 output relays, 4 with thyristor) | 24Vdc (+6 output relays, 4 with thyristor) | 24Vdc (+6 output relays, 4 with thyristor) | 24Vdc (+6 output relays, 4 with thyristor) | 24Vdc (+6 output relays, 4 with thyristor) | 24Vdc (+6 output relays, 4 with thyristor) | 24Vdc (+6 output relays, 4 with thyristor) | 24Vdc (+6 output relays, 4 with thyristor) | 24Vdc (+6 output relays, 4 with thyristor) | 24Vdc (+6 output relays, 4 with thyristor) | 24Vdc (+6 output relays, 4 with thyristor) | 24Vdc (+6 output relays, 4 with thyristor) | 24Vdc (+6 output relays, 4 with thyristor) | 24Vdc (+6 output relays, 4 with thyristor) | 24Vdc (+6 output relays, 4 with thyristor) | 24Vdc (+6 output relays, 4 with thyristor) | 24Vdc (+6 output relays, 4 with thyristor) | 24Vdc (+6 output relays, 4 with thyristor) | 24Vdc (+6 output relays, 4 with thyristor) | 24Vdc (+6 output relays, 4 with thyristor) | 24Vdc (+6 output relays, 4 with thyristor) | 24Vdc (+6 output relays, 4 with thyristor) | 24Vdc (+6 output relays, 4 with thyristor) | 24Vdc (+6 output relays, 4 with thyristor) | 24Vdc (+6 output relays, 4 with thyristor) | 24Vdc (+6 output relays, 4 with thyristor) | 24Vdc (+6 output relays, 4 with thyristor) | 24Vdc (+6 output relays, 4 with thyristor) | 24Vdc (+6 output relays, 4 with thyristor) | 24Vdc (+6 output relays, 4 with thyristor) | 24Vdc (+6 output relays, 4 with thyristor) | 24Vdc (+6 output relays, 4 with thyristor) | 24Vdc (+6 output relays, 4 with thyristor) | 24Vdc (+6 output relays, 4 with thyristor) | 24Vdc (+6 output relays, 4 with thyristor) | 24Vdc (+6 output relays, 4 with thyristor) | 24Vdc (+6 output relays, 4 with thyristor) | 24Vdc (+6 output relays, 4 with thyristor) | 24Vdc (+6 output relays, 4 with thyristor) | 24Vdc (+6 output relays, 4 with thyristor) | 24Vdc (+6 output relays, 4 with thyristor) | 24Vdc (+6 output relays, 4 with thyristor) | 24Vdc (+6 output relays, 4 with thyristor) | 24Vdc (+6 output relays, 4 with thyristor) | 24Vdc (+6 output relays, 4 with thyristor) | 24Vdc (+6 output relays, 4 with thyristor) | 24Vdc (+6 output relays, 4 with thyristor) | 24Vdc (+6 output relays, 4 with thyristor)
| 48 to 250Vdc/100 to 230Vac (+6 output relays, 4 with thyristor) | 48 to 250Vdc/100 to 230Vac (+6 output relays, 4 with thyristor) | 48 to 250Vdc/100 to 230Vac (+6 output relays, 4 with thyristor) | 48 to 250Vdc/100 to 230Vac (+6 output relays, 4 with thyristor) | 48 to 250Vdc/100 to 230Vac (+6 output relays, 4 with thyristor) | 48 to 250Vdc/100 to 230Vac (+6 output relays, 4 with thyristor) | 48 to 250Vdc/100 to 230Vac (+6 output relays, 4 with thyristor) | 48 to 250Vdc/100 to 230Vac (+6 output relays, 4 with thyristor) | 48 to 250Vdc/100 to 230Vac (+6 output relays, 4 with thyristor) | 48 to 250Vdc/100 to 230Vac (+6 output relays, 4 with thyristor) | 48 to 250Vdc/100 to 230Vac (+6 output relays, 4 with thyristor) | 48 to 250Vdc/100 to 230Vac (+6 output relays, 4 with thyristor) | 48 to 250Vdc/100 to 230Vac (+6 output relays, 4 with thyristor) | 48 to 250Vdc/100 to 230Vac (+6 output relays, 4 with thyristor) | 48 to 250Vdc/100 to 230Vac (+6 output relays, 4 with thyristor) | 48 to 250Vdc/100 to 230Vac (+6 output relays, 4 with thyristor) | 48 to 250Vdc/100 to 230Vac (+6 output relays, 4 with thyristor) | 48 to 250Vdc/100 to 230Vac (+6 output relays, 4 with thyristor) | 48 to 250Vdc/100 to 230Vac (+6 output relays, 4 with thyristor) | 48 to 250Vdc/100 to 230Vac (+6 output relays, 4 with thyristor) | 48 to 250Vdc/100 to 230Vac (+6 output relays, 4 with thyristor) | 48 to 250Vdc/100 to 230Vac (+6 output relays, 4 with thyristor) | 48 to 250Vdc/100 to 230Vac (+6 output relays, 4 with thyristor) | 48 to 250Vdc/100 to 230Vac (+6 output relays, 4 with thyristor) | 48 to 250Vdc/100 to 230Vac (+6 output relays, 4 with thyristor) | 48 to 250Vdc/100 to 230Vac (+6 output relays, 4 with thyristor) | 48 to 250Vdc/100 to 230Vac (+6 output relays, 4 with thyristor) | 48 to 250Vdc/100 to 230Vac (+6 output relays, 4 with thyristor) | 48 to 250Vdc/100 to 230Vac (+6 output relays, 4 with thyristor) | 48 to 250Vdc/100 to 230Vac (+6 output relays, 4 with thyristor) | 48 to 250Vdc/100 to 230Vac (+6 output relays, 4 with thyristor) | 48 to 250Vdc/100 to 230Vac (+6 output relays, 4 with thyristor) | 48 to 250Vdc/100 to 230Vac (+6 output relays, 4 with thyristor) | 48 to 250Vdc/100 to 230Vac (+6 output relays, 4 with thyristor) | 48 to 250Vdc/100 to 230Vac (+6 output relays, 4 with thyristor) | 48 to 250Vdc/100 to 230Vac (+6 output relays, 4 with thyristor) | 48 to 250Vdc/100 to 230Vac (+6 output relays, 4 with thyristor) | 48 to 250Vdc/100 to 230Vac (+6 output relays, 4 with thyristor) | 48 to 250Vdc/100 to 230Vac (+6 output relays, 4 with thyristor) | 48 to 250Vdc/100 to 230Vac (+6 output relays, 4 with thyristor) | 48 to 250Vdc/100 to 230Vac (+6 output relays, 4 with thyristor) | 48 to 250Vdc/100 to 230Vac (+6 output relays, 4 with thyristor) | 48 to 250Vdc/100 to 230Vac (+6 output relays, 4 with thyristor) | 48 to 250Vdc/100 to 230Vac (+6 output relays, 4 with thyristor) | 48 to 250Vdc/100 to 230Vac (+6 output relays, 4 with thyristor) | 48 to 250Vdc/100 to 230Vac (+6 output relays, 4 with thyristor) | 48 to 250Vdc/100 to 230Vac (+6 output relays, 4 with thyristor) | 48 to 250Vdc/100 to 230Vac (+6 output relays, 4 with thyristor) | 48 to 250Vdc/100 to 230Vac (+6 output relays, 4 with thyristor) | 48 to 250Vdc/100 to 230Vac (+6 output relays, 4 with thyristor) | 48 to 250Vdc/100 to 230Vac (+6 output relays, 4 with thyristor) | 48 to 250Vdc/100 to 230Vac (+6 output relays, 4 with thyristor) | 48 to 250Vdc/100 to 230Vac (+6 output relays, 4 with thyristor) | 48 to 250Vdc/100 to 230Vac (+6 output relays, 4 with thyristor) | 48 to 250Vdc/100 to 230Vac (+6 output relays, 4 with thyristor) | 48 to 250Vdc/100 to 230Vac (+6 output relays, 4 with thyristor) | 48 to 250Vdc/100 to 230Vac (+6 output relays, 4 with thyristor) | 48 to 250Vdc/100 to 230Vac (+6 output relays, 4 with thyristor) | 48 to 250Vdc/100 to 230Vac (+6 output relays, 4 with thyristor) | 48 to 250Vdc/100 to 230Vac (+6 output relays, 4 with thyristor) | 48 to 250Vdc/100 to 230Vac (+6 output relays, 4 with thyristor) | 48 to 250Vdc/100 to 230Vac (+6 output relays, 4 with thyristor) | 48 to 250Vdc/100 to 230Vac (+6 output relays, 4 with thyristor) | 48 to 250Vdc/100 to 230Vac (+6 output relays, 4 with thyristor) | 48 to 250Vdc/100 to 230Vac (+6 output relays, 4 with thyristor) | 48 to 250Vdc/100 to 230Vac (+6 output relays, 4 with thyristor) | 48 to 250Vdc/100 to 230Vac (+6 output relays, 4 with thyristor) | 48 to 250Vdc/100 to 230Vac (+6 output relays, 4 with thyristor) | 48 to 250Vdc/100 to 230Vac (+6 output relays, 4 with thyristor) | 48 to 250Vdc/100 to 230Vac (+6 output relays, 4 with thyristor) | 48 to 250Vdc/100 to 230Vac (+6 output relays, 4 with thyristor) | 48 to 250Vdc/100 to 230Vac (+6 output relays, 4 with thyristor) | 48 to 250Vdc/100 to 230Vac (+6 output relays, 4 with thyristor) | 48 to 250Vdc/100 to 230Vac (+6 output relays, 4 with thyristor) | 48 to 250Vdc/100 to 230Vac (+6 output relays, 4 with thyristor)
| 24Vdc (+6 output relays) | 24Vdc (+6 output relays) | 24Vdc (+6 output relays) | 24Vdc (+6 output relays) | 24Vdc (+6 output relays) | 24Vdc (+6 output relays) | 24Vdc (+6 output relays) | 24Vdc (+6 output relays) | 24Vdc (+6 output relays) | 24Vdc (+6 output relays) | 24Vdc (+6 output relays) | 24Vdc (+6 output relays) | 24Vdc (+6 output relays) | 24Vdc (+6 output relays) | 24Vdc (+6 output relays) | 24Vdc (+6 output relays) | 24Vdc (+6 output relays) | 24Vdc (+6 output relays) | 24Vdc (+6 output relays) | 24Vdc (+6 output relays) | 24Vdc (+6 output relays) | 24Vdc (+6 output relays) | 24Vdc (+6 output relays) | 24Vdc (+6 output relays) | 24Vdc (+6 output relays) | 24Vdc (+6 output relays) | 24Vdc (+6 output relays) | 24Vdc (+6 output relays) | 24Vdc (+6 output relays) | 24Vdc (+6 output relays) | 24Vdc (+6 output relays) | 24Vdc (+6 output relays) | 24Vdc (+6 output relays) | 24Vdc (+6 output relays) | 24Vdc (+6 output relays) | 24Vdc (+6 output relays) | 24Vdc (+6 output relays) | 24Vdc (+6 output relays) | 24Vdc (+6 output relays) | 24Vdc (+6 output relays) | 24Vdc (+6 output relays) | 24Vdc (+6 output relays) | 24Vdc (+6 output relays) | 24Vdc (+6 output relays) | 24Vdc (+6 output relays) | 24Vdc (+6 output relays) | 24Vdc (+6 output relays) | 24Vdc (+6 output relays) | 24Vdc (+6 output relays) | 24Vdc (+6 output relays) | 24Vdc (+6 output relays) | 24Vdc (+6 output relays) | 24Vdc (+6 output relays) | 24Vdc (+6 output relays) | 24Vdc (+6 output relays) | 24Vdc (+6 output relays) | 24Vdc (+6 output relays) | 24Vdc (+6 output relays) | 24Vdc (+6 output relays) | 24Vdc (+6 output relays) | 24Vdc (+6 output relays) | 24Vdc (+6 output relays) | 24Vdc (+6 output relays) | 24Vdc (+6 output relays) | 24Vdc (+6 output relays) | 24Vdc (+6 output relays) | 24Vdc (+6 output relays) | 24Vdc (+6 output relays) | 24Vdc (+6 output relays) | 24Vdc (+6 output relays) | 24Vdc (+6 output relays) | 24Vdc (+6 output relays) | 24Vdc (+6 output relays) | 24Vdc (+6 output relays) | 24Vdc (+6 output relays)
| 48 to 250Vdc/100 to 230Vac (+6 output relays) | 48 to 250Vdc/100 to 230Vac (+6 output relays) | 48 to 250Vdc/100 to 230Vac (+6 output relays) | 48 to 250Vdc/100 to 230Vac (+6 output relays) | 48 to 250Vdc/100 to 230Vac (+6 output relays) | 48 to 250Vdc/100 to 230Vac (+6 output relays) | 48 to 250Vdc/100 to 230Vac (+6 output relays) | 48 to 250Vdc/100 to 230Vac (+6 output relays) | 48 to 250Vdc/100 to 230Vac (+6 output relays) | 48 to 250Vdc/100 to 230Vac (+6 output relays) | 48 to 250Vdc/100 to 230Vac (+6 output relays) | 48 to 250Vdc/100 to 230Vac (+6 output relays) | 48 to 250Vdc/100 to 230Vac (+6 output relays) | 48 to 250Vdc/100 to 230Vac (+6 output relays) | 48 to 250Vdc/100 to 230Vac (+6 output relays) | 48 to 250Vdc/100 to 230Vac (+6 output relays) | 48 to 250Vdc/100 to 230Vac (+6 output relays) | 48 to 250Vdc/100 to 230Vac (+6 output relays) | 48 to 250Vdc/100 to 230Vac (+6 output relays) | 48 to 250Vdc/100 to 230Vac (+6 output relays) | 48 to 250Vdc/100 to 230Vac (+6 output relays) | 48 to 250Vdc/100 to 230Vac (+6 output relays) | 48 to 250Vdc/100 to 230Vac (+6 output relays) | 48 to 250Vdc/100 to 230Vac (+6 output relays) | 48 to 250Vdc/100 to 230Vac (+6 output relays) | 48 to 250Vdc/100 to 230Vac (+6 output relays) | 48 to 250Vdc/100 to 230Vac (+6 output relays) | 48 to 250Vdc/100 to 230Vac (+6 output relays) | 48 to 250Vdc/100 to 230Vac (+6 output relays) | 48 to 250Vdc/100 to 230Vac (+6 output relays) | 48 to 250Vdc/100 to 230Vac (+6 output relays) | 48 to 250Vdc/100 to 230Vac (+6 output relays) | 48 to 250Vdc/100 to 230Vac (+6 output relays) | 48 to 250Vdc/100 to 230Vac (+6 output relays) | 48 to 250Vdc/100 to 230Vac (+6 output relays) | 48 to 250Vdc/100 to 230Vac (+6 output relays) | 48 to 250Vdc/100 to 230Vac (+6 output relays) | 48 to 250Vdc/100 to 230Vac (+6 output relays) | 48 to 250Vdc/100 to 230Vac (+6 output relays) | 48 to 250Vdc/100 to 230Vac (+6 output relays) | 48 to 250Vdc/100 to 230Vac (+6 output relays) | 48 to 250Vdc/100 to 230Vac (+6 output relays) | 48 to 250Vdc/100 to 230Vac (+6 output relays) | 48 to 250Vdc/100 to 230Vac (+6 output relays) | 48 to 250Vdc/100 to 230Vac (+6 output relays) | 48 to 250Vdc/100 to 230Vac (+6 output relays) | 48 to 250Vdc/100 to 230Vac (+6 output relays) | 48 to 250Vdc/100 to 230Vac (+6 output relays) | 48 to 250Vdc/100 to 230Vac (+6 output relays) | 48 to 250Vdc/100 to 230Vac (+6 output relays) | 48 to 250Vdc/100 to 230Vac (+6 output relays) | 48 to 250Vdc/100 to 230Vac (+6 output relays) | 48 to 250Vdc/100 to 230Vac (+6 output relays) | 48 to 250Vdc/100 to 230Vac (+6 output relays) | 48 to 250Vdc/100 to 230Vac (+6 output relays) | 48 to 250Vdc/100 to 230Vac (+6 output relays) | 48 to 250Vdc/100 to 230Vac (+6 output relays) | 48 to 250Vdc/100 to 230Vac (+6 output relays) | 48 to 250Vdc/100 to 230Vac (+6 output relays) | 48 to 250Vdc/100 to 230Vac (+6 output relays) | 48 to 250Vdc/100 to 230Vac (+6 output relays) | 48 to 250Vdc/100 to 230Vac (+6 output relays) | 48 to 250Vdc/100 to 230Vac (+6 output relays) | 48 to 250Vdc/100 to 230Vac (+6 output relays) | 48 to 250Vdc/100 to 230Vac (+6 output relays) | 48 to 250Vdc/100 to 230Vac (+6 output relays) | 48 to 250Vdc/100 to 230Vac (+6 output relays) | 48 to 250Vdc/100 to 230Vac (+6 output relays) | 48 to 250Vdc/100 to 230Vac (+6 output relays) | 48 to 250Vdc/100 to 230Vac (+6 output relays) | 48 to 250Vdc/100 to 230Vac (+6 output relays) | 48 to 250Vdc/100 to 230Vac (+6 output relays) | 48 to 250Vdc/100 to 230Vac (+6 output relays) | 48 to 250Vdc/100 to 230Vac (+6 output relays) | 48 to 250Vdc/100 to 230Vac (+6 output relays)
[56 empty] | 24Vdc (+6 binary inputs and 3 output relays) |  | 24Vdc (+6 binary inputs and 3 output relays) | 24Vdc (+6 binary inputs and 3 output relays) |  |  | 24Vdc (+6 binary inputs and 3 output relays) | 24Vdc (+6 binary inputs and 3 output relays) | 24Vdc (+6 binary inputs and 3 output relays) | 24Vdc (+6 binary inputs and 3 output relays) | 24Vdc (+6 binary inputs and 3 output relays) |  | 24Vdc (+6 binary inputs and 3 output relays) | 24Vdc (+6 binary inputs and 3 output relays) | 24Vdc (+6 binary inputs and 3 output relays) | 24Vdc (+6 binary inputs and 3 output relays) |  | 24Vdc (+6 binary inputs and 3 output relays) | 24Vdc (+6 binary inputs and 3 output relays) | 24Vdc (+6 binary inputs and 3 output relays)
[56 empty] | 48 to 250Vdc / 100 to 230Vac (+6 binary inputs and 3 output relays) |  | 48 to 250Vdc / 100 to 230Vac (+6 binary inputs and 3 output relays) | 48 to 250Vdc / 100 to 230Vac (+6 binary inputs and 3 output relays) |  |  | 48 to 250Vdc / 100 to 230Vac (+6 binary inputs and 3 output relays) | 48 to 250Vdc / 100 to 230Vac (+6 binary inputs and 3 output relays) | 48 to 250Vdc / 100 to 230Vac (+6 binary inputs and 3 output relays) | 48 to 250Vdc / 100 to 230Vac (+6 binary inputs and 3 output relays) | 48 to 250Vdc / 100 to 230Vac (+6 binary inputs and 3 output relays) |  | 48 to 250Vdc / 100 to 230Vac (+6 binary inputs and 3 output relays) | 48 to 250Vdc / 100 to 230Vac (+6 binary inputs and 3 output relays) | 48 to 250Vdc / 100 to 230Vac (+6 binary inputs and 3 output relays) | 48 to 250Vdc / 100 to 230Vac (+6 binary inputs and 3 output relays) |  | 48 to 250Vdc / 100 to 230Vac (+6 binary inputs and 3 output relays) | 48 to 250Vdc / 100 to 230Vac (+6 binary inputs and 3 output relays) | 48 to 250Vdc / 100 to 230Vac (+6 binary inputs and 3 output relays)
[56 empty] | 24Vdc (+4 high break contacts) |  | 24Vdc (+4 high break contacts) | 24Vdc (+4 high break contacts) |  |  | 24Vdc (+4 high break contacts) | 24Vdc (+4 high break contacts) | 24Vdc (+4 high break contacts) | 24Vdc (+4 high break contacts) | 24Vdc (+4 high break contacts) |  | 24Vdc (+4 high break contacts) | 24Vdc (+4 high break contacts) | 24Vdc (+4 high break contacts) | 24Vdc (+4 high break contacts) |  | 24Vdc (+4 high break contacts) | 24Vdc (+4 high break contacts) | 24Vdc (+4 high break contacts)
[56 empty] | 48 to 250Vdc / 100 to 230Vac (+4 high break contacts) |  | 48 to 250Vdc / 100 to 230Vac (+4 high break contacts) | 48 to 250Vdc / 100 to 230Vac (+4 high break contacts) |  |  | 48 to 250Vdc / 100 to 230Vac (+4 high break contacts) | 48 to 250Vdc / 100 to 230Vac (+4 high break contacts) | 48 to 250Vdc / 100 to 230Vac (+4 high break contacts) | 48 to 250Vdc / 100 to 230Vac (+4 high break contacts) | 48 to 250Vdc / 100 to 230Vac (+4 high break contacts) |  | 48 to 250Vdc / 100 to 230Vac (+4 high break contacts) | 48 to 250Vdc / 100 to 230Vac (+4 high break contacts) | 48 to 250Vdc / 100 to 230Vac (+4 high break contacts) | 48 to 250Vdc / 100 to 230Vac (+4 high break contacts) |  | 48 to 250Vdc / 100 to 230Vac (+4 high break contacts) | 48 to 250Vdc / 100 to 230Vac (+4 high break contacts) | 48 to 250Vdc / 100 to 230Vac (+4 high break contacts)
Hardware Issue (Date dependent)
| A | B | B | B | B | B | B | B | B | B | B | B | B | B | B | B | B | B | C | C | C | C | C | D | C | C | C | C | C | C | C | F | C | C | C | C | D | D | D | D | D | D | D | D | D | D | D | D | D | D | D | D | G | G | G | G | G | G | G | G | G | G | G | G | G | G | G | G | G | G | G | G | G | G | G
| -301 | -302 | -302 | -302 | -302 | -302 | -302 | -302 | -302 | -302 | -302 | -302 | -302 | -302 | -302 | -302 | -302 | -302 | -303 | -303 | -303 | -303 | -303 | -304 | -303 | -303 | -303 | -303 | -303 | -303 | -303 | -306 | -303 | -303 | -303 | -303 | -304 | -304 | -304 | -304 | -304 | -304 | -304 | -304 | -304 | -304 | -304 | -304 | -304 | -304 | -304 | -304 | -307 | -307 | -307 | -307 | -307 | -307 | -307 | -307 | -307 | -307 | -307 | -307 | -307 | -307 | -307 | -307 | -307 | -307 | -307 | -307 | -307 | -307 | -307
Case Size / Ring or Pin
| -401 | -402 | -402 | -402 | -402 | -402 | -402 | -402 | -402 | -402 | -402 | -402 | -402 | -402 | -402 | -402 | -402 | -402 | -402 | -402 | -402 | -402 | -402 | -405 | -402 | -402 | -402 | -402 | -402 | -402 | -402 | -408 | -402 | -402 | -402 | -402 | -405 | -405 | -405 | -405 | -405 | -405 | -405 | -405 | -405 | -405 | -405 | -405 | -405 | -405 | -405 | -405 | -411 | -411 | -411 | -411 | -411 | -411 | -411 | -411 | -411 | -411 | -411 | -411 | -411 | -411 | -411 | -411 | -411 | -411 | -411 | -411 | -411 | -411 | -411
| 1 | 2 | 2 | 2 | 2 | 2 | 2 | 2 | B | B | B | B | B | B | B | B | B | B | B | B | B | B | B | E | B | B | B | B | B | B | B | H | B | B | B | B | E | E | E | E | E | E | E | E | E | E | E | E | E | E | E | E | K | K | K | K | K | K | K | K | K | K | K | K | K | K | K | K | K | K | K | K | K | K | K
| -401 | -404 | -404 | -404 | -404 | -404 | -404 | -404 | -404 | -404 | -404 | -404 | -404 | -404 | -404 | -404 | -404 | -404 | -404 | -404 | -404 | -404 | -404 | -407 | -404 | -404 | -404 | -404 | -404 | -404 | -404 | -409 | -404 | -404 | -404 | -404 | -407 | -407 | -406 | -406 | -406 | -406 | -406 | -406 | -406 | -406 | -406 | -406 | -406 | -406 | -406 | -406 | -412 | -412 | -412 | -412 | -412 | -412 | -412 | -412 | -412 | -412 | -412 | -412 | -412 | -412 | -412 | -412 | -412 | -412 | -412 | -412 | -412 | -412 | -412
| 1 | 4 | 4 | 4 | 4 | 4 | 4 | 4 | D | D | D | D | D | D | D | D | D | D | D | D | D | D | D | G | D | D | D | D | D | D | D | I | D | D | D | D | G | G | F | F | F | F | F | F | F | F | F | F | F | F | F | F | L | L | L | L | L | L | L | L | L | L | L | L | L | L | L | L | L | L | L | L | L | L | L
| -401 | -403 | -403 | -403 | -403 | -403 | -403 | -403 | -403 | -403 | -403 | -403 | -403 | -403 | -403 | -403 | -403 | -403 | -403 | -403 | -403 | -403 | -403 | -406 | -403 | -403 | -403 | -403 | -403 | -403 | -403 | -410 | -403 | -403 | -403 | -403 | -406 | -406 | -407 | -407 | -407 | -407 | -407 | -407 | -407 | -407 | -407 | -407 | -407 | -407 | -407 | -407 | -413 | -413 | -413 | -413 | -413 | -413 | -413 | -413 | -413 | -413 | -413 | -413 | -413 | -413 | -413 | -413 | -413 | -413 | -413 | -413 | -413 | -413 | -413
| 1 | 3 | 3 | 3 | 3 | 3 | 3 | 3 | C | C | C | C | C | C | C | C | C | C | C | C | C | C | C | F | C | C | C | C | C | C | C | J | C | C | C | C | F | F | G | G | G | G | G | G | G | G | G | G | G | G | G | G | M | M | M | M | M | M | M | M | M | M | M | M | M | M | M | M | M | M | M | M | M | M | M
Additional options
| None | None | None | None | None | None | None | None | None | None | None | None | None | None | None | None | None | None | None | None | None | None | None | None | None | None | None | None | None | None | None | None | None | None | None | None | None | None | None | None | None | None | None | None | None | None | None | None | None | None | None | None | None | None | None | None | None | None | None | None | None | None | None | None | None | None | None | None | None | None | None | None | None | None | None
| Transient ground fault module (Only if current & voltage transformers ordered!) | Transient ground fault module (Only if current & voltage transformers ordered!) | Transient ground fault module (Only if current & voltage transformers ordered!) | Transient ground fault module (Only if current & voltage transformers ordered!) | Transient ground fault module (Only if current & voltage transformers ordered!) | Transient ground fault module (Only if current & voltage transformers ordered!) | Transient ground fault module (Only if current & voltage transformers ordered!) | Transient ground fault module (Only if current & voltage transformers ordered!) | Transient ground fault module (Only if current & voltage transformers ordered!) | Transient ground fault module (Only if current & voltage transformers ordered!) | Transient ground fault module (Only if current & voltage transformers ordered!) | Transient ground fault module (Only if current & voltage transformers ordered!) | Transient ground fault module (Only if current & voltage transformers ordered!) | Transient ground fault module (Only if current & voltage transformers ordered!) | Transient ground fault module (Only if current & voltage transformers ordered!) | Transient ground fault module (Only if current & voltage transformers ordered!) | Transient ground fault module (Only if current & voltage transformers ordered!) | Transient ground fault module (Only if current & voltage transformers ordered!) | Transient ground fault module (Only if current & voltage transformers ordered!) | Transient ground fault module (Only if current & voltage transformers ordered!) | Transient ground fault module (Only if current & voltage transformers ordered!) | Transient ground fault module (Only if current & voltage transformers ordered!) | Transient ground fault module (Only if current & voltage transformers ordered!) | Transient ground fault module (Only if current & voltage transformers ordered!) | Transient ground fault module (Only if current & voltage transformers ordered!) | Transient ground fault module (Only if current & voltage transformers ordered!) | Transient ground fault module (Only if current & voltage transformers ordered!) | Transient ground fault module (Only if current & voltage transformers ordered!) | Transient ground fault module (Only if CTs & VTs ordered!) | Transient ground fault module (Only if CTs & VTs ordered!) | Transient ground fault module (Only if CTs & VTs ordered!) | Transient ground fault module (Only if CTs & VTs ordered!) | Transient ground fault module (Only if CTs & VTs ordered!) | Transient ground fault module (Only if CTs & VTs ordered!) | Transient ground fault module (Only if CTs & VTs ordered!) | Transient ground fault module (Only if CTs & VTs ordered!) | Transient ground fault module (Only if CTs & VTs ordered!) | Transient ground fault module (Only if CTs & VTs ordered!) | Transient ground fault module (Only if CTs & VTs ordered!) | Transient ground fault module (Only if CTs & VTs ordered!) | Transient ground fault module (Only if CTs & VTs ordered!) | Transient ground fault module (Only if CTs & VTs ordered!) | Transient ground fault module (Only if CTs & VTs ordered!) | Transient ground fault module (Only if CTs & VTs ordered!) | Transient ground fault module (Only if CTs & VTs ordered!) | Transient ground fault module (Only if CTs & VTs ordered!) | Transient ground fault module (Only if CTs & VTs ordered!) | Transient ground fault module (Only if CTs & VTs ordered!) | Transient ground fault module (Only if CTs & VTs ordered!) | Transient ground fault module (Only if CTs & VTs ordered!) | Transient ground fault module (Only if CTs & VTs ordered!) | Transient ground fault module (Only if CTs & VTs ordered!) | Transient ground fault module (Only if CTs & VTs ordered!) | Transient ground fault module (Only if CTs & VTs ordered!) | Transient ground fault module (Only if CTs & VTs ordered!) | Transient ground fault module (Only if CTs & VTs ordered!) | Transient ground fault module (Only if CTs & VTs ordered!) | Transient ground fault module (Only if CTs & VTs ordered!) | Transient ground fault module (Only if CTs & VTs ordered!) | Transient ground fault module (Only if CTs & VTs ordered!) | Transient ground fault module (Only if CTs & VTs ordered!) | Transient ground fault module (Only if CTs & VTs ordered!) | Transient ground fault module (Only if CTs & VTs ordered!) | Transient ground fault module (Only if CTs & VTs ordered!) | Transient ground fault module (Only if CTs & VTs ordered!) | Transient ground fault module (Only if CTs & VTs ordered!) | Transient ground fault module (Only if CTs & VTs ordered!) | Transient ground fault module (Only if CTs & VTs ordered!) | Transient ground fault module (Only if CTs & VTs ordered!) | Transient ground fault module (Only if CTs & VTs ordered!) | Transient ground fault module (Only if CTs & VTs ordered!) | Transient ground fault module (Only if CTs & VTs ordered!) | Transient ground fault module (Only if CTs & VTs ordered!) | Transient ground fault module (Only if CTs & VTs ordered!) | Transient ground fault module (Only if CTs & VTs ordered!)
| Analogue module | Analogue module | Analogue module | Analogue module | Analogue module | Analogue module | Analogue module | Analogue module | Analogue module | Analogue module | Analogue module | Analogue module | Analogue module | Analogue module | Analogue module | Analogue module | Analogue module | Analogue module | Analogue module | Analogue module | Analogue module | Analogue module | Analogue module | Analogue module | Analogue module | Analogue module | Analogue module | Analogue module | Analogue module | Analogue module | Analogue module | Analogue module | Analogue module | Analogue module | Analogue module | Analogue module | Analogue module | Analogue module | Analogue module | Analogue module | Analogue module | Analogue module | Analogue module | Analogue module | Analogue module | Analogue module | Analogue module | Analogue module | Analogue module | Analogue module | Analogue module | Analogue module | Analogue module | Analogue module | Analogue module | Analogue module | Analogue module | Analogue module | Analogue module | Analogue module | Analogue module | Analogue module | Analogue module | Analogue module | Analogue module | Analogue module | Analogue module | Analogue module | Analogue module | Analogue module | Analogue module | Analogue module | Analogue module | Analogue module | Analogue module
| Transient ground fault & analogue modules (Only if CTs & VTs ordered!) | Transient ground fault & analogue modules (Only if CTs & VTs ordered!) | Transient ground fault & analogue modules (Only if CTs & VTs ordered!) | Transient ground fault & analogue modules (Only if CTs & VTs ordered!) | Transient ground fault & analogue modules (Only if CTs & VTs ordered!) | Transient ground fault & analogue modules (Only if CTs & VTs ordered!) | Transient ground fault & analogue modules (Only if CTs & VTs ordered!) | Transient ground fault & analogue modules (Only if CTs & VTs ordered!) | Transient ground fault & analogue modules (Only if CTs & VTs ordered!) | Transient ground fault & analogue modules (Only if CTs & VTs ordered!) | Transient ground fault & analogue modules (Only if CTs & VTs ordered!) | Transient ground fault & analogue modules (Only if CTs & VTs ordered!) | Transient ground fault & analogue modules (Only if CTs & VTs ordered!) | Transient ground fault & analogue modules (Only if CTs & VTs ordered!) | Transient ground fault & analogue modules (Only if CTs & VTs ordered!) | Transient ground fault & analogue modules (Only if CTs & VTs ordered!) | Transient ground fault & analogue modules (Only if CTs & VTs ordered!) | Transient ground fault & analogue modules (Only if CTs & VTs ordered!) | Transient ground fault & analogue modules (Only if CTs & VTs ordered!) | Transient ground fault & analogue modules (Only if CTs & VTs ordered!) | Transient ground fault & analogue modules (Only if CTs & VTs ordered!) | Transient ground fault & analogue modules (Only if CTs & VTs ordered!) | Transient ground fault & analogue modules (Only if CTs & VTs ordered!) | Transient ground fault & analogue modules (Only if CTs & VTs ordered!) | Transient ground fault & analogue modules (Only if CTs & VTs ordered!) | Transient ground fault & analogue modules (Only if CTs & VTs ordered!) | Transient ground fault & analogue modules (Only if CTs & VTs ordered!) | Transient ground fault & analogue modules (Only if CTs & VTs ordered!) | Transient ground fault & analogue modules (Only if CTs & VTs ordered!) | Transient ground fault & analogue modules (Only if CTs & VTs ordered!) | Transient ground fault & analogue modules (Only if CTs & VTs ordered!) | Transient ground fault & analogue modules (Only if CTs & VTs ordered!) | Transient ground fault & analogue modules (Only if CTs & VTs ordered!) | Transient ground fault & analogue modules (Only if CTs & VTs ordered!) | Transient ground fault & analogue modules (Only if CTs & VTs ordered!) | Transient ground fault & analogue modules (Only if CTs & VTs ordered!) | Transient ground fault & analogue modules (Only if CTs & VTs ordered!) | Transient ground fault & analogue modules (Only if CTs & VTs ordered!) | Transient ground fault & analogue modules (Only if CTs & VTs ordered!) | Transient ground fault & analogue modules (Only if CTs & VTs ordered!) | Transient ground fault & analogue modules (Only if CTs & VTs ordered!) | Transient ground fault & analogue modules (Only if CTs & VTs ordered!) | Transient ground fault & analogue modules (Only if CTs & VTs ordered!) | Transient ground fault & analogue modules (Only if CTs & VTs ordered!) | Transient ground fault & analogue modules (Only if CTs & VTs ordered!) | Transient ground fault & analogue modules (Only if CTs & VTs ordered!) | Transient ground fault & analogue modules (Only if CTs & VTs ordered!) | Transient ground fault & analogue modules (Only if CTs & VTs ordered!) | Transient ground fault & analogue modules (Only if CTs & VTs ordered!) | Transient ground fault & analogue modules (Only if CTs & VTs ordered!) | Transient ground fault & analogue modules (Only if CTs & VTs ordered!) | Transient ground fault & analogue modules (Only if CTs & VTs ordered!) | Transient ground fault & analogue modules (Only if CTs & VTs ordered!) | Transient ground fault & analogue modules (Only if CTs & VTs ordered!) | Transient ground fault & analogue modules (Only if CTs & VTs ordered!) | Transient ground fault & analogue modules (Only if CTs & VTs ordered!) | Transient ground fault & analogue modules (Only if CTs & VTs ordered!) | Transient ground fault & analogue modules (Only if CTs & VTs ordered!) | Transient ground fault & analogue modules (Only if CTs & VTs ordered!) | Transient ground fault & analogue modules (Only if CTs & VTs ordered!) | Transient ground fault & analogue modules (Only if CTs & VTs ordered!) | Transient ground fault & analogue modules (Only if CTs & VTs ordered!) | Transient ground fault & analogue modules (Only if CTs & VTs ordered!) | Transient ground fault & analogue modules (Only if CTs & VTs ordered!) | Transient ground fault & analogue modules (Only if CTs & VTs ordered!) | Transient ground fault & analogue modules (Only if CTs & VTs ordered!) | Transient ground fault & analogue modules (Only if CTs & VTs ordered!) | Transient ground fault & analogue modules (Only if CTs & VTs ordered!) | Transient ground fault & analogue modules (Only if CTs & VTs ordered!) | Transient ground fault & analogue modules (Only if CTs & VTs ordered!) | Transient ground fault & analogue modules (Only if CTs & VTs ordered!) | Transient ground fault & analogue modules (Only if CTs & VTs ordered!) | Transient ground fault & analogue modules (Only if CTs & VTs ordered!) | Transient ground fault & analogue modules (Only if CTs & VTs ordered!) | Transient ground fault & analogue modules (Only if CTs & VTs ordered!)
| 24 binary inputs | 24 binary inputs | 24 binary inputs | 24 binary inputs | 24 binary inputs | 24 binary inputs | 24 binary inputs | 24 binary inputs | 24 binary inputs | 24 binary inputs | 24 binary inputs | 24 binary inputs | 24 binary inputs | 24 binary inputs | 24 binary inputs | 24 binary inputs | 24 binary inputs | 24 binary inputs | 24 binary inputs | 24 binary inputs | 24 binary inputs | 24 binary inputs | 24 binary inputs | 24 binary inputs | 24 binary inputs | 24 binary inputs | 24 binary inputs | 24 binary inputs | 24 binary inputs | 24 binary inputs | 24 binary inputs | 24 binary inputs | 24 binary inputs | 24 binary inputs | 24 binary inputs | 24 binary inputs | 24 binary inputs | 24 binary inputs | 24 binary inputs | 24 binary inputs | 24 binary inputs | 24 binary inputs | 24 binary inputs | 24 binary inputs | 24 binary inputs | 24 binary inputs | 24 binary inputs | 24 binary inputs | 24 binary inputs | 24 binary inputs | 24 binary inputs | 24 binary inputs | 24 binary inputs | 24 binary inputs | 24 binary inputs | 24 binary inputs | 24 binary inputs | 24 binary inputs | 24 binary inputs | 24 binary inputs | 24 binary inputs | 24 binary inputs | 24 binary inputs | 24 binary inputs | 24 binary inputs | 24 binary inputs | 24 binary inputs | 24 binary inputs | 24 binary inputs | 24 binary inputs | 24 binary inputs | 24 binary inputs | 24 binary inputs | 24 binary inputs | 24 binary inputs
| 24 binary inputs and transient ground fault module (Only if CTs & VTs ordered!) | 24 binary inputs and transient ground fault module (Only if CTs & VTs ordered!) | 24 binary inputs and transient ground fault module (Only if CTs & VTs ordered!) | 24 binary inputs and transient ground fault module (Only if CTs & VTs ordered!) | 24 binary inputs and transient ground fault module (Only if CTs & VTs ordered!) | 24 binary inputs and transient ground fault module (Only if CTs & VTs ordered!) | 24 binary inputs and transient ground fault module (Only if CTs & VTs ordered!) | 24 binary inputs and transient ground fault module (Only if CTs & VTs ordered!) | 24 binary inputs and transient ground fault module (Only if CTs & VTs ordered!) | 24 binary inputs and transient ground fault module (Only if CTs & VTs ordered!) | 24 binary inputs and transient ground fault module (Only if CTs & VTs ordered!) | 24 binary inputs and transient ground fault module (Only if CTs & VTs ordered!) | 24 binary inputs and transient ground fault module (Only if CTs & VTs ordered!) | 24 binary inputs and transient ground fault module (Only if CTs & VTs ordered!) | 24 binary inputs and transient ground fault module (Only if CTs & VTs ordered!) | 24 binary inputs and transient ground fault module (Only if CTs & VTs ordered!) | 24 binary inputs and transient ground fault module (Only if CTs & VTs ordered!) | 24 binary inputs and transient ground fault module (Only if CTs & VTs ordered!) | 24 binary inputs and transient ground fault module (Only if CTs & VTs ordered!) | 24 binary inputs and transient ground fault module (Only if CTs & VTs ordered!) | 24 binary inputs and transient ground fault module (Only if CTs & VTs ordered!) | 24 binary inputs and transient ground fault module (Only if CTs & VTs ordered!) | 24 binary inputs and transient ground fault module (Only if CTs & VTs ordered!) | 24 binary inputs and transient ground fault module (Only if CTs & VTs ordered!) | 24 binary inputs and transient ground fault module (Only if CTs & VTs ordered!) | 24 binary inputs and transient ground fault module (Only if CTs & VTs ordered!) | 24 binary inputs and transient ground fault module (Only if CTs & VTs ordered!) | 24 binary inputs and transient ground fault module (Only if CTs & VTs ordered!) | 24 binary inputs and transient ground fault module (Only if CTs & VTs ordered!) | 24 binary inputs and transient ground fault module (Only if CTs & VTs ordered!) | 24 binary inputs and transient ground fault module (Only if CTs & VTs ordered!) | 24 binary inputs and transient ground fault module (Only if CTs & VTs ordered!) | 24 binary inputs and transient ground fault module (Only if CTs & VTs ordered!) | 24 binary inputs and transient ground fault module (Only if CTs & VTs ordered!) | 24 binary inputs and transient ground fault module (Only if CTs & VTs ordered!) | 24 binary inputs and transient ground fault module (Only if CTs & VTs ordered!) | 24 binary inputs and transient ground fault module (Only if CTs & VTs ordered!) | 24 binary inputs and transient ground fault module (Only if CTs & VTs ordered!) | 24 binary inputs and transient ground fault module (Only if CTs & VTs ordered!) | 24 binary inputs and transient ground fault module (Only if CTs & VTs ordered!) | 24 binary inputs and transient ground fault module (Only if CTs & VTs ordered!) | 24 binary inputs and transient ground fault module (Only if CTs & VTs ordered!) | 24 binary inputs and transient ground fault module (Only if CTs & VTs ordered!) | 24 binary inputs and transient ground fault module (Only if CTs & VTs ordered!) | 24 binary inputs and transient ground fault module (Only if CTs & VTs ordered!) | 24 binary inputs and transient ground fault module (Only if CTs & VTs ordered!) | 24 binary inputs and transient ground fault module (Only if CTs & VTs ordered!) | 24 binary inputs and transient ground fault module (Only if CTs & VTs ordered!) | 24 binary inputs and transient ground fault module (Only if CTs & VTs ordered!) | 24 binary inputs and transient ground fault module (Only if CTs & VTs ordered!) | 24 binary inputs and transient ground fault module (Only if CTs & VTs ordered!) | 24 binary inputs and transient ground fault module (Only if CTs & VTs ordered!) | 24 binary inputs and transient ground fault module (Only if CTs & VTs ordered!) | 24 binary inputs and transient ground fault module (Only if CTs & VTs ordered!) | 24 binary inputs and transient ground fault module (Only if CTs & VTs ordered!) | 24 binary inputs and transient ground fault module (Only if CTs & VTs ordered!) | 24 binary inputs and transient ground fault module (Only if CTs & VTs ordered!) | 24 binary inputs and transient ground fault module (Only if CTs & VTs ordered!) | 24 binary inputs and transient ground fault module (Only if CTs & VTs ordered!) | 24 binary inputs and transient ground fault module (Only if CTs & VTs ordered!) | 24 binary inputs and transient ground fault module (Only if CTs & VTs ordered!) | 24 binary inputs and transient ground fault module (Only if CTs & VTs ordered!) | 24 binary inputs and transient ground fault module (Only if CTs & VTs ordered!) | 24 binary inputs and transient ground fault module (Only if CTs & VTs ordered!) | 24 binary inputs and transient ground fault module (Only if CTs & VTs ordered!) | 24 binary inputs and transient ground fault module (Only if CTs & VTs ordered!) | 24 binary inputs and transient ground fault module (Only if CTs & VTs ordered!) | 24 binary inputs and transient ground fault module (Only if CTs & VTs ordered!) | 24 binary inputs and transient ground fault module (Only if CTs & VTs ordered!) | 24 binary inputs and transient ground fault module (Only if CTs & VTs ordered!) | 24 binary inputs and transient ground fault module (Only if CTs & VTs ordered!) | 24 binary inputs and transient ground fault module (Only if CTs & VTs ordered!) | 24 binary inputs and transient ground fault module (Only if CTs & VTs ordered!) | 24 binary inputs and transient ground fault module (Only if CTs & VTs ordered!) | 24 binary inputs and transient ground fault module (Only if CTs & VTs ordered!)
[22 empty] | With RTD module | With RTD module | With RTD module | With RTD module | With RTD module | With RTD module | With RTD module | With RTD module | With RTD module | With RTD module | With RTD module | With RTD module | With RTD module | With RTD module | With RTD module | With RTD module | With RTD module | With RTD module | With RTD module | With RTD module | With RTD module | With RTD module | With RTD module | With RTD module | With RTD module | With RTD module | With RTD module | With RTD module | With RTD module | With RTD module | With RTD module | With RTD module | With RTD module | With RTD module | With RTD module | With RTD module | With RTD module | With RTD module | With RTD module | With RTD module | With RTD module | With RTD module | With RTD module | With RTD module | With RTD module | With RTD module | With RTD module | With RTD module | With RTD module | With RTD module | With RTD module | With RTD module | With RTD module | With RTD module
[22 empty] | With RTD and analogue module | With RTD and analogue module | With RTD and analogue module | With RTD and analogue module | With RTD and analogue module | With RTD and analogue module | With RTD and analogue module | With RTD and analogue module | With RTD and analogue module | With RTD and analogue module | With RTD and analogue module | With RTD and analogue module | With RTD and analogue module | With RTD and analogue module | With RTD and analogue module | With RTD and analogue module | With RTD and analogue module | With RTD and analogue module | With RTD and analogue module | With RTD and analogue module | With RTD and analogue module | With RTD and analogue module | With RTD and analogue module | With RTD and analogue module | With RTD and analogue module | With RTD and analogue module | With RTD and analogue module | With RTD and analogue module | With RTD and analogue module | With RTD and analogue module | With RTD and analogue module | With RTD and analogue module | With RTD and analogue module | With RTD and analogue module | With RTD and analogue module | With RTD and analogue module | With RTD and analogue module | With RTD and analogue module | With RTD and analogue module | With RTD and analogue module | With RTD and analogue module | With RTD and analogue module | With RTD and analogue module | With RTD and analogue module | With RTD and analogue module | With RTD and analogue module | With RTD and analogue module | With RTD and analogue module | With RTD and analogue module | With RTD and analogue module | With RTD and analogue module | With RTD and analogue module | With RTD and analogue module | With RTD and analogue module
[22 empty] | With RTD and binary module (add. 24 binary inputs) | With RTD and binary module (add. 24 binary inputs) | With RTD and binary module (add. 24 binary inputs) | With RTD and binary module (add. 24 binary inputs) | With RTD and binary module (add. 24 binary inputs) | With RTD and binary module (add. 24 binary inputs) | With RTD and binary module (add. 24 binary inputs) | With RTD and binary module (add. 24 binary inputs) | With RTD and binary module (add. 24 binary inputs) | With RTD and binary module (add. 24 binary inputs) | With RTD and binary module (add. 24 binary inputs) | With RTD and binary module (add. 24 binary inputs) | With RTD and binary module (add. 24 binary inputs) | With RTD and binary module (add. 24 binary inputs) | With RTD and binary module (add. 24 binary inputs) | With RTD and binary module (add. 24 binary inputs) | With RTD and binary module (add. 24 binary inputs) | With RTD and binary module (add. 24 binary inputs) | With RTD and binary module (add. 24 binary inputs) | With RTD and binary module (add. 24 binary inputs) | With RTD and binary module (add. 24 binary inputs) | With RTD and binary module (add. 24 binary inputs) | With RTD and binary module (add. 24 binary inputs) | With RTD and binary module (add. 24 binary inputs) | With RTD and binary module (add. 24 binary inputs) | With RTD and binary module (add. 24 binary inputs) | With RTD and binary module (add. 24 binary inputs) | With RTD and binary module (add. 24 binary inputs) | With RTD and binary module (add. 24 binary inputs) | With RTD and binary module (add. 24 binary inputs) | With RTD and binary module (add. 24 binary inputs) | With RTD and binary module (add. 24 binary inputs) | With RTD and binary module (add. 24 binary inputs) | With RTD and binary module (add. 24 binary inputs) | With RTD and binary module (add. 24 binary inputs) | With RTD and binary module (add. 24 binary inputs) | With RTD and binary module (add. 24 binary inputs) | With RTD and binary module (add. 24 binary inputs) | With RTD and binary module (add. 24 binary inputs) | With RTD and binary module (add. 24 binary inputs) | With RTD and binary module (add. 24 binary inputs) | With RTD and binary module (add. 24 binary inputs) | With RTD and binary module (add. 24 binary inputs) | With RTD and binary module (add. 24 binary inputs) | With RTD and binary module (add. 24 binary inputs) | With RTD and binary module (add. 24 binary inputs) | With RTD and binary module (add. 24 binary inputs) | With RTD and binary module (add. 24 binary inputs) | With RTD and binary module (add. 24 binary inputs) | With RTD and binary module (add. 24 binary inputs) | With RTD and binary module (add. 24 binary inputs) | With RTD and binary module (add. 24 binary inputs) | With RTD and binary module (add. 24 binary inputs) | With RTD and binary module (add. 24 binary inputs)
Interfaces
| None | None | None | None | None | None | None | None | None | None | None | None | None | None | None | None | None | None | None | None | None | None | None | None | None | None | None | None | None | None | None | None | None | None | None | None | None | None | None | None | None | None | None | None | None | None | None | None | None | None | None | None | None | None | None | None | None | None | None | None | None | None | None | None | None | None | None | None | None | None | None | None | None | None | None
| Switched (IEC 60870-5-101/-103, Modbus, DNP3.0, Courier) & (IRIG-B) | Switched (IEC 60870-5-101/-103, Modbus, DNP3.0, Courier) & (IRIG-B) | Switched (IEC 60870-5-101/-103, Modbus, DNP3.0, Courier) & (IRIG-B) | Switched (IEC 60870-5-101/-103, Modbus, DNP3.0, Courier) & (IRIG-B) | Switched (IEC 60870-5-101/-103, Modbus, DNP3.0, Courier) & (IRIG-B) | Switched (IEC 60870-5-101/-103, Modbus, DNP3.0, Courier) & (IRIG-B) | Switched (IEC 60870-5-101/-103, Modbus, DNP3.0, Courier) & (IRIG-B) | Switched (IEC 60870-5-101/-103, Modbus, DNP3.0, Courier) & (IRIG-B) | Switched (IEC 60870-5-101/-103, Modbus, DNP3.0, Courier) & (IRIG-B) | Switched (IEC 60870-5-101/-103, Modbus, DNP3.0, Courier) & (IRIG-B) | Switched (IEC 60870-5-101/-103, Modbus, DNP3.0, Courier) & (IRIG-B) | Switched (IEC 60870-5-101/-103, Modbus, DNP3.0, Courier) & (IRIG-B) | Switched (IEC 60870-5-101/-103, Modbus, DNP3.0, Courier) & (IRIG-B) | Switched (IEC 60870-5-101/-103, Modbus, DNP3.0, Courier) & (IRIG-B) | Switched (IEC 60870-5-101/-103, Modbus, DNP3.0, Courier) & (IRIG-B) | Switched (IEC 60870-5-101/-103, Modbus, DNP3.0, Courier) & (IRIG-B) | Switched (IEC 60870-5-101/-103, Modbus, DNP3.0, Courier) & (IRIG-B) | Switched (IEC 60870-5-101/-103, Modbus, DNP3.0, Courier) & (IRIG-B) | Switched (IEC 60870-5-101/-103, Modbus, DNP3.0, Courier) & (IRIG-B) | Switched (IEC 60870-5-101/-103, Modbus, DNP3.0, Courier) & (IRIG-B) | Switched (IEC 60870-5-101/-103, Modbus, DNP3.0, Courier) & (IRIG-B) | Switched (IEC 60870-5-101/-103, Modbus, DNP3.0, Courier) & (IRIG-B) | Switched (IEC 60870-5-101/-103, Modbus, DNP3.0, Courier) & (IRIG-B) | Switched (IEC 60870-5-101/-103, Modbus, DNP3.0, Courier) & (IRIG-B) | Switched (IEC 60870-5-101/-103, Modbus, DNP3.0, Courier) & (IRIG-B) | Switched (IEC 60870-5-101/-103, Modbus, DNP3.0, Courier) & (IRIG-B) | Switched (IEC 60870-5-101/-103, Modbus, DNP3.0, Courier) & (IRIG-B) | Switched (IEC 60870-5-101/-103, Modbus, DNP3.0, Courier) & (IRIG-B) | Switched (IEC 60870-5-101/-103, Modbus, DNP3.0, Courier) & (IRIG-B) | Switched (IEC 60870-5-101/-103, Modbus, DNP3.0, Courier) & (IRIG-B) | Switched (IEC 60870-5-101/-103, Modbus, DNP3.0, Courier) & (IRIG-B) | Switched (IEC 60870-5-101/-103, Modbus, DNP3.0, Courier) & (IRIG-B) | Switched (IEC 60870-5-101/-103, Modbus, DNP3.0, Courier) & (IRIG-B) | Switched (IEC 60870-5-101/-103, Modbus, DNP3.0, Courier) & (IRIG-B) | Switched (IEC 60870-5-101/-103, Modbus, DNP3.0, Courier) & (IRIG-B) | Switched (IEC 60870-5-101/-103, Modbus, DNP3.0, Courier) & (IRIG-B) | Switched (IEC 60870-5-101/-103, Modbus, DNP3.0, Courier) & (IRIG-B) | Switched (IEC 60870-5-101/-103, Modbus, DNP3.0, Courier) & (IRIG-B) | Protocol can be switched between: IEC 60870-5-101/-103, Modbus, DNP3.0, Courier and IRIG-B for clock synchronisation and 2nd interface (RS485, IEC 60870-5-103) | Protocol can be switched between: IEC 60870-5-101/-103, Modbus, DNP3.0, Courier and IRIG-B for clock synchronisation and 2nd interface (RS485, IEC 60870-5-103) | Protocol can be switched between: IEC 60870-5-101/-103, Modbus, DNP3.0, Courier and IRIG-B for clock synchronisation and 2nd interface (RS485, IEC 60870-5-103) | Protocol can be switched between: IEC 60870-5-101/-103, Modbus, DNP3.0, Courier and IRIG-B for clock synchronisation and 2nd interface (RS485, IEC 60870-5-103) | Protocol can be switched between: IEC 60870-5-101/-103, Modbus, DNP3.0, Courier and IRIG-B for clock synchronisation and 2nd interface (RS485, IEC 60870-5-103) | Protocol can be switched between: IEC 60870-5-101/-103, Modbus, DNP3.0, Courier and IRIG-B for clock synchronisation and 2nd interface (RS485, IEC 60870-5-103) | Protocol can be switched between: IEC 60870-5-101/-103, Modbus, DNP3.0, Courier and IRIG-B for clock synchronisation and 2nd interface (RS485, IEC 60870-5-103) | Protocol can be switched between: IEC 60870-5-101/-103, Modbus, DNP3.0, Courier and IRIG-B for clock synchronisation and 2nd interface (RS485, IEC 60870-5-103) | Protocol can be switched between: IEC 60870-5-101/-103, Modbus, DNP3.0, Courier and IRIG-B for clock synchronisation and 2nd interface (RS485, IEC 60870-5-103) | Protocol can be switched between: IEC 60870-5-101/-103, Modbus, DNP3.0, Courier and IRIG-B for clock synchronisation and 2nd interface (RS485, IEC 60870-5-103) | Protocol can be switched between: IEC 60870-5-101/-103, Modbus, DNP3.0, Courier and IRIG-B for clock synchronisation and 2nd interface (RS485, IEC 60870-5-103) | Protocol can be switched between: IEC 60870-5-101/-103, Modbus, DNP3.0, Courier and IRIG-B for clock synchronisation and 2nd interface (RS485, IEC 60870-5-103) | Protocol can be switched between: IEC 60870-5-101/-103, Modbus, DNP3.0, Courier and IRIG-B for clock synchronisation and 2nd interface (RS485, IEC 60870-5-103) | Protocol can be switched between: IEC 60870-5-101/-103, Modbus, DNP3.0, Courier and IRIG-B for clock synchronisation and 2nd interface (RS485, IEC 60870-5-103) | Protocol can be switched between: IEC 60870-5-101/-103, Modbus, DNP3.0, Courier and IRIG-B for clock synchronisation and 2nd interface (RS485, IEC 60870-5-103) | Protocol can be switched between: IEC 60870-5-101/-103, Modbus, DNP3.0, Courier and IRIG-B for clock synchronisation and 2nd interface (RS485, IEC 60870-5-103) | Protocol can be switched between: IEC 60870-5-101/-103, Modbus, DNP3.0, Courier and IRIG-B for clock synchronisation and 2nd interface (RS485, IEC 60870-5-103) | Protocol can be switched between: IEC 60870-5-101/-103, Modbus, DNP3.0, Courier and IRIG-B for clock synchronisation and 2nd interface (RS485, IEC 60870-5-103) | Protocol can be switched between: IEC 60870-5-101/-103, Modbus, DNP3.0, Courier and IRIG-B for clock synchronisation and 2nd interface (RS485, IEC 60870-5-103) | Protocol can be switched between: IEC 60870-5-101/-103, Modbus, DNP3.0, Courier and IRIG-B for clock synchronisation and 2nd interface (RS485, IEC 60870-5-103) | Protocol can be switched between: IEC 60870-5-101/-103, Modbus, DNP3.0, Courier and IRIG-B for clock synchronisation and 2nd interface (RS485, IEC 60870-5-103) | Protocol can be switched between: IEC 60870-5-101/-103, Modbus, DNP3.0, Courier and IRIG-B for clock synchronisation and 2nd interface (RS485, IEC 60870-5-103) | Protocol can be switched between: IEC 60870-5-101/-103, Modbus, DNP3.0, Courier and IRIG-B for clock synchronisation and 2nd interface (RS485, IEC 60870-5-103) | Protocol can be switched between: IEC 60870-5-101/-103, Modbus, DNP3.0, Courier and IRIG-B for clock synchronisation and 2nd interface (RS485, IEC 60870-5-103) | Protocol can be switched between: IEC 60870-5-101/-103, Modbus, DNP3.0, Courier and IRIG-B for clock synchronisation and 2nd interface (RS485, IEC 60870-5-103) | Protocol can be switched between: IEC 60870-5-101/-103, Modbus, DNP3.0, Courier and IRIG-B for clock synchronisation and 2nd interface (RS485, IEC 60870-5-103) | Protocol can be switched between: IEC 60870-5-101/-103, Modbus, DNP3.0, Courier and IRIG-B for clock synchronisation and 2nd interface (RS485, IEC 60870-5-103) | Protocol can be switched between: IEC 60870-5-101/-103, Modbus, DNP3.0, Courier and IRIG-B for clock synchronisation and 2nd interface (RS485, IEC 60870-5-103) | Protocol can be switched between: IEC 60870-5-101/-103, Modbus, DNP3.0, Courier and IRIG-B for clock synchronisation and 2nd interface (RS485, IEC 60870-5-103) | Protocol can be switched between: IEC 60870-5-101/-103, Modbus, DNP3.0, Courier and IRIG-B for clock synchronisation and 2nd interface (RS485, IEC 60870-5-103) | Protocol can be switched between: IEC 60870-5-101/-103, Modbus, DNP3.0, Courier and IRIG-B for clock synchronisation and 2nd interface (RS485, IEC 60870-5-103) | Protocol can be switched between: IEC 60870-5-101/-103, Modbus, DNP3.0, Courier and IRIG-B for clock synchronisation and 2nd interface (RS485, IEC 60870-5-103) | Protocol can be switched between: IEC 60870-5-101/-103, Modbus, DNP3.0, Courier and IRIG-B for clock synchronisation and 2nd interface (RS485, IEC 60870-5-103) | Protocol can be switched between: IEC 60870-5-101/-103, Modbus, DNP3.0, Courier and IRIG-B for clock synchronisation and 2nd interface (RS485, IEC 60870-5-103) | Protocol can be switched between: IEC 60870-5-101/-103, Modbus, DNP3.0, Courier and IRIG-B for clock synchronisation and 2nd interface (RS485, IEC 60870-5-103) | Protocol can be switched between: IEC 60870-5-101/-103, Modbus, DNP3.0, Courier and IRIG-B for clock synchronisation and 2nd interface (RS485, IEC 60870-5-103) | Protocol can be switched between: IEC 60870-5-101/-103, Modbus, DNP3.0, Courier and IRIG-B for clock synchronisation and 2nd interface (RS485, IEC 60870-5-103)
[32 empty] | Protocol IEC61850 | [8 empty] | Protocol IEC61850 Not yet functional) | IEC61850 : Not yet available | IEC61850 : Not yet available | IEC61850 : Not yet available in Px40 English, Polish or Russian | IEC61850 : Not yet available in Px40 English, Polish or Russian | IEC61850 : Not yet available in Px40 English, Polish or Russian | IEC61850 : Not yet available in Px40 English, Polish or Russian | IEC61850 : Not yet available in Px40 English, Polish or Russian | IEC61850 : Not yet available in Px40 English, Polish or Russian | IEC61850 : Not yet available in Px40 English, Polish or Russian | IEC61850 : Not yet available in Px40 English, Polish or Russian | IEC61850 : Not yet available in Px40 English, Polish or Russian | Protocol IEC61850 | Protocol IEC61850 | Protocol IEC61850 | Protocol IEC61850 | Protocol IEC61850 | Protocol IEC61850 | Protocol IEC61850 | Protocol IEC61850 | Protocol IEC61850 | Protocol IEC61850 | Protocol IEC61850 | Protocol IEC61850 | Protocol IEC61850 | Protocol IEC61850 | Protocol IEC61850 | Protocol IEC61850 | Protocol IEC61850 | Protocol IEC61850 | Protocol IEC61850 | Protocol IEC61850 | Protocol IEC61850 | Protocol IEC61850 | Protocol IEC61850
Interfaces continued …
| 1 | 1 | 1 | 1 | 1 | 1 | 1 | 1 | bar: C to M
| 2 | 2 | 2 | 2 | 2 | 2 | 2 | 2 | 2 | 2 | 2 | 2 | 2 | 2 | 2 | 2 | 2 | 2 | 2 | 2 | 2 | 2 | 2 | 2 | 2 | 2 | 2 | 2 | 2 | 2 | 2 | 2 | 2 | 2 | 2 | 2 | 2 | 2 | 2 | 2 | 2 | 2 | 2 | 2 | 2 | 2 | 2 | 2 | 2 | 2 | 2 | 2 | 2 | 2 | 2 | 2 | 2 | 2 | 2 | 2 | 2 | 2 | 2 | 2 | 2 | 2 | 2 | 2 | 2 | 2 | 2 | 2 | 2 | 2 | 2
| For connection to wire, RS485, isolated | For connection to wire, RS485, isolated | For connection to wire, RS485, isolated | For connection to wire, RS485, isolated | For connection to wire, RS485, isolated | For connection to wire, RS485, isolated | For connection to wire, RS485, isolated | For connection to wire, RS485, isolated | For connection to wire, RS485, isolated | For connection to wire, RS485, isolated | For connection to wire, RS485, isolated | For connection to wire, RS485, isolated | For connection to wire, RS485, isolated | For connection to wire, RS485, isolated | For connection to wire, RS485, isolated | For connection to wire, RS485, isolated | For connection to wire, RS485, isolated | For connection to wire, RS485, isolated | For connection to wire, RS485, isolated | For connection to wire, RS485, isolated | For connection to wire, RS485, isolated | For connection to wire, RS485, isolated | For connection to wire, RS485, isolated | For connection to wire, RS485, isolated | For connection to wire, RS485, isolated | For connection to wire, RS485, isolated | For connection to wire, RS485, isolated | For connection to wire, RS485, isolated | For connection to wire, RS485, isolated | For connection to wire, RS485, isolated | For connection to wire, RS485, isolated | For connection to wire, RS485, isolated | For connection to wire, RS485, isolated | For connection to wire, RS485, isolated | For connection to wire, RS485, isolated | For connection to wire, RS485, isolated | For connection to wire, RS485, isolated | For connection to wire, RS485, isolated | For connection to wire, RS485, isolated | For connection to wire, RS485, isolated | For connection to wire, RS485, isolated | For connection to wire, RS485, isolated | For connection to wire, RS485, isolated | For connection to wire, RS485, isolated | for connection to wire, RS485, isolated | for connection to wire, RS485, isolated | for connection to wire, RS485, isolated | for connection to wire, RS485, isolated | for connection to wire, RS485, isolated | for connection to wire, RS485, isolated | for connection to wire, RS485, isolated | for connection to wire, RS485, isolated | for connection to wire, RS485, isolated | for connection to wire, RS485, isolated | for connection to wire, RS485, isolated | for connection to wire, RS485, isolated | for connection to wire, RS485, isolated | for connection to wire, RS485, isolated | for connection to wire, RS485, isolated | for connection to wire, RS485, isolated | for connection to wire, RS485, isolated | for connection to wire, RS485, isolated | for connection to wire, RS485, isolated | for connection to wire, RS485, isolated | for connection to wire, RS485, isolated | for connection to wire, RS485, isolated | for connection to wire, RS485, isolated | for connection to wire, RS485, isolated | for connection to wire, RS485, isolated | for connection to wire, RS485, isolated | for connection to wire, RS485, isolated | for connection to wire, RS485, isolated | for connection to wire, RS485, isolated | for connection to wire, RS485, isolated | for connection to wire, RS485, isolated
| For connection to plastic fibre, FSMA connector | For connection to plastic fibre, FSMA connector | For connection to plastic fibre, FSMA connector | For connection to plastic fibre, FSMA connector | For connection to plastic fibre, FSMA connector | For connection to plastic fibre, FSMA connector | For connection to plastic fibre, FSMA connector | For connection to plastic fibre, FSMA connector | For connection to plastic fibre, FSMA connector | For connection to plastic fibre, FSMA connector | For connection to plastic fibre, FSMA connector | For connection to plastic fibre, FSMA connector | For connection to plastic fibre, FSMA connector | For connection to plastic fibre, FSMA connector | For connection to plastic fibre, FSMA connector | For connection to plastic fibre, FSMA connector | For connection to plastic fibre, FSMA connector | For connection to plastic fibre, FSMA connector | For connection to plastic fibre, FSMA connector | For connection to plastic fibre, FSMA connector | For connection to plastic fibre, FSMA connector | For connection to plastic fibre, FSMA connector | For connection to plastic fibre, FSMA connector | For connection to plastic fibre, FSMA connector | For connection to plastic fibre, FSMA connector | For connection to plastic fibre, FSMA connector | For connection to plastic fibre, FSMA connector | For connection to plastic fibre, FSMA connector | For connection to plastic fibre, FSMA connector | For connection to plastic fibre, FSMA connector | For connection to plastic fibre, FSMA connector | For connection to plastic fibre, FSMA connector | For connection to plastic fibre, FSMA connector | For connection to plastic fibre, FSMA connector | For connection to plastic fibre, FSMA connector | For connection to plastic fibre, FSMA connector | For connection to plastic fibre, FSMA connector | For connection to plastic fibre, FSMA connector | For connection to plastic fibre, FSMA connector | For connection to plastic fibre, FSMA connector | For connection to plastic fibre, FSMA connector | For connection to plastic fibre, FSMA connector | For connection to plastic fibre, FSMA connector | For connection to plastic fibre, FSMA connector | for connection to plastic fibre, FSMA connector | for connection to plastic fibre, FSMA connector | for connection to plastic fibre, FSMA connector | for connection to plastic fibre, FSMA connector | for connection to plastic fibre, FSMA connector | for connection to plastic fibre, FSMA connector | for connection to plastic fibre, FSMA connector | for connection to plastic fibre, FSMA connector | for connection to plastic fibre, FSMA connector | for connection to plastic fibre, FSMA connector | for connection to plastic fibre, FSMA connector | for connection to plastic fibre, FSMA connector | for connection to plastic fibre, FSMA connector | for connection to plastic fibre, FSMA connector | for connection to plastic fibre, FSMA connector | for connection to plastic fibre, FSMA connector | for connection to plastic fibre, FSMA connector | for connection to plastic fibre, FSMA connector | for connection to plastic fibre, FSMA connector | for connection to plastic fibre, FSMA connector | for connection to plastic fibre, FSMA connector | for connection to plastic fibre, FSMA connector | for connection to plastic fibre, FSMA connector | for connection to plastic fibre, FSMA connector | for connection to plastic fibre, FSMA connector | for connection to plastic fibre, FSMA connector | for connection to plastic fibre, FSMA connector | for connection to plastic fibre, FSMA connector | for connection to plastic fibre, FSMA connector | for connection to plastic fibre, FSMA connector | for connection to plastic fibre, FSMA connector
| For connection to glass fibre, ST connector | For connection to glass fibre, ST connector | For connection to glass fibre, ST connector | For connection to glass fibre, ST connector | For connection to glass fibre, ST connector | For connection to glass fibre, ST connector | For connection to glass fibre, ST connector | For connection to glass fibre, ST connector | For connection to glass fibre, ST connector | For connection to glass fibre, ST connector | For connection to glass fibre, ST connector | For connection to glass fibre, ST connector | For connection to glass fibre, ST connector | For connection to glass fibre, ST connector | For connection to glass fibre, ST connector | For connection to glass fibre, ST connector | For connection to glass fibre, ST connector | For connection to glass fibre, ST connector | For connection to glass fibre, ST connector | For connection to glass fibre, ST connector | For connection to glass fibre, ST connector | For connection to glass fibre, ST connector | For connection to glass fibre, ST connector | For connection to glass fibre, ST connector | For connection to glass fibre, ST connector | For connection to glass fibre, ST connector | For connection to glass fibre, ST connector | For connection to glass fibre, ST connector | For connection to glass fibre, ST connector | For connection to glass fibre, ST connector | For connection to glass fibre, ST connector | For connection to glass fibre, ST connector | For connection to glass fibre, ST connector | For connection to glass fibre, ST connector | For connection to glass fibre, ST connector | For connection to glass fibre, ST connector | For connection to glass fibre, ST connector | For connection to glass fibre, ST connector | For connection to glass fibre, ST connector | For connection to glass fibre, ST connector | For connection to glass fibre, ST connector | For connection to glass fibre, ST connector | For connection to glass fibre, ST connector | For connection to glass fibre, ST connector | for connection to glass fibre, ST connector | for connection to glass fibre, ST connector | for connection to glass fibre, ST connector | for connection to glass fibre, ST connector | for connection to glass fibre, ST connector | for connection to glass fibre, ST connector | for connection to glass fibre, ST connector | for connection to glass fibre, ST connector | for connection to glass fibre, ST connector | for connection to glass fibre, ST connector | for connection to glass fibre, ST connector | for connection to glass fibre, ST connector | for connection to glass fibre, ST connector | for connection to glass fibre, ST connector | for connection to glass fibre, ST connector | for connection to glass fibre, ST connector | for connection to glass fibre, ST connector | for connection to glass fibre, ST connector | for connection to glass fibre, ST connector | for connection to glass fibre, ST connector | for connection to glass fibre, ST connector | for connection to glass fibre, ST connector | for connection to glass fibre, ST connector | for connection to glass fibre, ST connector | for connection to glass fibre, ST connector | for connection to glass fibre, ST connector | for connection to glass fibre, ST connector | for connection to glass fibre, ST connector | for connection to glass fibre, ST connector | for connection to glass fibre, ST connector | for connection to glass fibre, ST connector
| 3 | 3 | 3 | 3 | 3 | 3 | 3 | 3 | 3 | 3 | 3 | 3 | 3 | 3 | 3 | 3 | 3 | 3 | 3 | 3 | 3 | 3 | 3 | 3 | 3 | 3 | 3 | 3 | 3 | 3 | 3 | 3 | 3 | 3 | 3 | 3 | 3 | 3 | 3 | 3 | 3 | 3 | 3 | 3 | 3 | 3 | 3 | 3 | 3 | 3 | 3 | 3 | 3 | 3 | 3 | 3 | 3 | 3 | 3 | 3 | 3 | 3 | 3 | 3 | 3 | 3 | 3 | 3 | 3 | 3 | 3 | 3 | 3 | 3 | 3
[32 empty] | For connection to 10Mhz Ethernet, glass fibre ST and wire RJ45 and 2nd interface (RS845, IEC60870-5-103) | [6 empty] | For connection to wire, RS485, isolated | For connection to wire, RS485, isolated | [12 empty] | For connection to 100Mhz Ethernet, glass fibre SC and wire RJ45 and 2nd interface (RS485, IEC 60870-5-103) | For connection to 100Mhz Ethernet, glass fibre SC and wire RJ45 and 2nd interface (RS485, IEC 60870-5-103) | For connection to 100Mhz Ethernet, glass fibre SC and wire RJ45 and 2nd interface (RS485, IEC 60870-5-103) | For connection to 100Mhz Ethernet, glass fibre SC and wire RJ45 and 2nd interface (RS485, IEC 60870-5-103) | For connection to 100Mhz Ethernet, glass fibre SC and wire RJ45 and 2nd interface (RS485, IEC 60870-5-103) | For connection to 100Mhz Ethernet, glass fibre SC and wire RJ45 and 2nd interface (RS485, IEC 60870-5-103) | For connection to 100Mhz Ethernet, glass fibre SC and wire RJ45 and 2nd interface (RS485, IEC 60870-5-103) | For connection to 100Mhz Ethernet, glass fibre SC and wire RJ45 and 2nd interface (RS485, IEC 60870-5-103) | For connection to 100Mhz Ethernet, glass fibre SC and wire RJ45 and 2nd interface (RS485, IEC 60870-5-103) | For connection to 100Mhz Ethernet, glass fibre SC and wire RJ45 and 2nd interface (RS485, IEC 60870-5-103) | For connection to 100Mhz Ethernet, glass fibre SC and wire RJ45 and 2nd interface (RS485, IEC 60870-5-103) | For connection to 100Mhz Ethernet, glass fibre SC and wire RJ45 and 2nd interface (RS485, IEC 60870-5-103) | For connection to 100Mhz Ethernet, glass fibre SC and wire RJ45 and 2nd interface (RS485, IEC 60870-5-103) | For connection to 100Mhz Ethernet, glass fibre SC and wire RJ45 and 2nd interface (RS485, IEC 60870-5-103) | For connection to 100Mhz Ethernet, glass fibre SC and wire RJ45 and 2nd interface (RS485, IEC 60870-5-103) | For connection to 100Mhz Ethernet, glass fibre SC and wire RJ45 and 2nd interface (RS485, IEC 60870-5-103) | For connection to 100Mhz Ethernet, glass fibre SC and wire RJ45 and 2nd interface (RS485, IEC 60870-5-103) | For connection to 100Mhz Ethernet, glass fibre SC and wire RJ45 and 2nd interface (RS485, IEC 60870-5-103) | For connection to 100Mhz Ethernet, glass fibre SC and wire RJ45 and 2nd interface (RS485, IEC 60870-5-103) | For connection to 100Mhz Ethernet, glass fibre SC and wire RJ45 and 2nd interface (RS485, IEC 60870-5-103) | For connection to 100Mhz Ethernet, glass fibre SC and wire RJ45 and 2nd interface (RS485, IEC 60870-5-103) | For connection to 100Mhz Ethernet, glass fibre SC and wire RJ45 and 2nd interface (RS485, IEC 60870-5-103) | For connection to 100Mhz Ethernet, glass fibre SC and wire RJ45 and 2nd interface (RS485, IEC 60870-5-103)
[32 empty] | For connection to 100Mhz Ethernet, glass fibre SC and wire RJ45 and 2nd interface (RS845, IEC60870-5-103) | [6 empty] | For connection to plastic fibre, FSMA connector | For connection to plastic fibre, FSMA connector | [12 empty] | For connection to 100Mhz Ethernet, glass fibre ST and wire RJ45 and 2nd interface (RS485, IEC 60870-5-103) | For connection to 100Mhz Ethernet, glass fibre ST and wire RJ45 and 2nd interface (RS485, IEC 60870-5-103) | For connection to 100Mhz Ethernet, glass fibre ST and wire RJ45 and 2nd interface (RS485, IEC 60870-5-103) | For connection to 100Mhz Ethernet, glass fibre ST and wire RJ45 and 2nd interface (RS485, IEC 60870-5-103) | For connection to 100Mhz Ethernet, glass fibre ST and wire RJ45 and 2nd interface (RS485, IEC 60870-5-103) | For connection to 100Mhz Ethernet, glass fibre ST and wire RJ45 and 2nd interface (RS485, IEC 60870-5-103) | For connection to 100Mhz Ethernet, glass fibre ST and wire RJ45 and 2nd interface (RS485, IEC 60870-5-103) | For connection to 100Mhz Ethernet, glass fibre ST and wire RJ45 and 2nd interface (RS485, IEC 60870-5-103) | For connection to 100Mhz Ethernet, glass fibre ST and wire RJ45 and 2nd interface (RS485, IEC 60870-5-103) | For connection to 100Mhz Ethernet, glass fibre ST and wire RJ45 and 2nd interface (RS485, IEC 60870-5-103) | For connection to 100Mhz Ethernet, glass fibre ST and wire RJ45 and 2nd interface (RS485, IEC 60870-5-103) | For connection to 100Mhz Ethernet, glass fibre ST and wire RJ45 and 2nd interface (RS485, IEC 60870-5-103) | For connection to 100Mhz Ethernet, glass fibre ST and wire RJ45 and 2nd interface (RS485, IEC 60870-5-103) | For connection to 100Mhz Ethernet, glass fibre ST and wire RJ45 and 2nd interface (RS485, IEC 60870-5-103) | For connection to 100Mhz Ethernet, glass fibre ST and wire RJ45 and 2nd interface (RS485, IEC 60870-5-103) | For connection to 100Mhz Ethernet, glass fibre ST and wire RJ45 and 2nd interface (RS485, IEC 60870-5-103) | For connection to 100Mhz Ethernet, glass fibre ST and wire RJ45 and 2nd interface (RS485, IEC 60870-5-103) | For connection to 100Mhz Ethernet, glass fibre ST and wire RJ45 and 2nd interface (RS485, IEC 60870-5-103) | For connection to 100Mhz Ethernet, glass fibre ST and wire RJ45 and 2nd interface (RS485, IEC 60870-5-103) | For connection to 100Mhz Ethernet, glass fibre ST and wire RJ45 and 2nd interface (RS485, IEC 60870-5-103) | For connection to 100Mhz Ethernet, glass fibre ST and wire RJ45 and 2nd interface (RS485, IEC 60870-5-103) | For connection to 100Mhz Ethernet, glass fibre ST and wire RJ45 and 2nd interface (RS485, IEC 60870-5-103) | For connection to 100Mhz Ethernet, glass fibre ST and wire RJ45 and 2nd interface (RS485, IEC 60870-5-103)
[39 empty] | For connection to glass fibre, ST connector | For connection to glass fibre, ST connector
Software Issue - Major
English (German) | A | B | B | B | B | B | B | B | C | C | C | D | D | D | D | D | E | E | E | E | E | E | E | D | E | E | E | E | E | E | E | J | E | E | E | E | E | E | E | E | K | K | L | K | L | L | M | M | M | N | N | N | N | N | N | O | N | O | P | N | N | O | O | Q | R | P | N | P | R | P | Q | N | Q | S | G
| -601 | -602 | -602 | -602 | -602 | -602 | -602 | -602 | -603 | -603 | -603 | -604 | -604 | -604 | -604 | -604 | -605 | -605 | -605 | -605 | -605 | -605 | -605 | -604 | -605 | -605 | -605 | -605 | -605 | -605 | -605 | -610 | -605 | -605 | -605 | -605 | -605 | -605 | -605 | -605 | -611 | -611 | -612 | -611 | -612 | -612 | -613 | -613 | -613 | -614 | -614 | -614 | -614 | -614 | -614 | -630 | -614 | -630 | -616 | -614 | -614 | -630 | -630 | -616 | -617 | -631 | -614 | -631 | -617 | -631 | -632 | -614 | -632 | -618 | -633
English (English) | bar: A to G
| **** | **** | **** | **** | **** | **** | **** | **** | **** | **** | **** | **** | **** | **** | **** | **** | **** | **** | **** | **** | **** | **** | **** | **** | **** | **** | **** | **** | **** | **** | **** | **** | **** | **** | **** | **** | **** | **** | **** | **** | **** | **** | **** | **** | **** | **** | **** | **** | **** | **** | **** | **** | **** | **** | **** | -6** | **** | -6** | -6** | **** | **** | -6** | -6** | -6** | -6** | -6** | **** | -6** | -6** | -6** | -6** | **** | -6** | -6** | -6**
German (English) | * | B | B | B | B | B | B | B | C | C | C | D | D | D | D | D | E | E | E | E | E | E | E | D | E | E | E | E | E | E | E | J | E | E | E | E | E | E | E | E | K | K | L | K | L | L | M | M | M | N | N | N | N | N | N | O | N | O | P | N | N | O | O | Q | R | P | N | P | R | P | Q | N | Q | S | G
| **** | -602 | -602 | -602 | -602 | -602 | -602 | -602 | -603 | -603 | -603 | -604 | -604 | -604 | -604 | -604 | -605 | -605 | -605 | -605 | -605 | -605 | -605 | -604 | -605 | -605 | -605 | -605 | -605 | -605 | -605 | -610 | -605 | -605 | -605 | -605 | -605 | -605 | -605 | -605 | -611 | -611 | -612 | -611 | -612 | -612 | -613 | -613 | -613 | -614 | -614 | -614 | -614 | -614 | -614 | -630 | -614 | -630 | -616 | -614 | -614 | -630 | -630 | -616 | -617 | -631 | -614 | -631 | -617 | -631 | -632 | -614 | -632 | -618 | -633
French (English) | * | * | * | * | * | * | * | * | * | * | * | * | D | D | D | D | D | D | D | D | D | D | D | D | D | D | D | D | D | D | D | * | D | D | D | D | D | D | D | D | K | K | L | K | L | L | M | M | M | M | M | M | N | N | N | N | N | N | N | N | N | N | N | Q | Q | N | N | N | Q | N | N | N | N | Q | Q
| **** | **** | **** | **** | **** | **** | **** | **** | **** | **** | *** | *** | -604 | -604 | -604 | -604 | -604 | -604 | -604 | -604 | -604 | -604 | -604 | -604 | -604 | -604 | -604 | -604 | -604 | -604 | -604 | **** | -604 | -604 | -604 | -604 | -604 | -604 | -604 | -604 | -611 | -611 | -612 | -611 | -612 | -612 | -613 | -613 | -613 | -613 | -613 | -613 | -614 | -614 | -614 | -614 | -614 | -614 | -614 | -614 | -614 | -614 | -614 | -616 | -616 | -614 | -614 | -614 | -616 | -614 | -614 | -614 | -614 | -616 | -616
Spanish (English) | * | * | * | * | * | * | * | * | * | * | * | * | * | * | D | D | D | D | D | D | D | D | D | D | D | D | D | D | D | D | D | * | D | D | D | D | D | D | D | D | K | K | K | K | L | L | L | L | L | L | M | N | N | N | N | N | N | N | N | N | N | N | N | N | N | N | N | N | N | N | N | N | N | N | N
| **** | **** | **** | **** | **** | **** | **** | **** | **** | **** | *** | *** | *** | *** | -604 | -604 | -604 | -604 | -604 | -604 | -604 | -604 | -604 | -604 | -604 | -604 | -604 | -604 | -604 | -604 | -604 | **** | -604 | -604 | -604 | -604 | -604 | -604 | -604 | -604 | -611 | -611 | -611 | -611 | -612 | -612 | -612 | -612 | -612 | -612 | -613 | -614 | -614 | -614 | -614 | -614 | -614 | -614 | -614 | -614 | -614 | -614 | -614 | -614 | -614 | -614 | -614 | -614 | -614 | -614 | -614 | -614 | -614 | -614 | -614
Polish (English) | * | * | * | * | * | * | * | * | * | * | * | * | * | * | * | * | * | * | * | * | * | * | * | * | * | * | * | * | * | * | * | * | * | * | * | * | * | * | * | * | * | * | * | * | * | * | * | * | * | * | * | * | * | * | * | * | * | * | * | * | * | * | O | * | * | P | * | P | * | P | Q | * | Q | * | Q
| **** | **** | **** | **** | **** | **** | **** | **** | **** | **** | *** | *** | *** | *** | *** | *** | *** | *** | *** | *** | *** | *** | *** | *** | *** | *** | *** | *** | *** | *** | *** | *** | *** | *** | *** | *** | *** | *** | *** | *** | *** | *** | *** | *** | *** | *** | *** | *** | *** | *** | *** | *** | *** | *** | *** | -6** | *** | -6** | -6** | *** | *** | -6** | -630 | -6** | -6** | -631 | *** | -631 | -6** | -631 | -632 | *** | -632 | -6** | -632
Russian (English) | * | * | * | * | * | * | * | B | B | B | B | B | B | B | B | B | B | B | D | D | D | D | D | D | D | D | D | D | D | D | D | * | D | D | D | D | E | E | E | E | E | E | E | E | E | E | E | E | E | E | E | E | N | N | N | N | N | N | N | N | N | N | N | N | N | N | N | N | N | N | N | N | N | N | N
| **** | **** | **** | **** | **** | **** | **** | -602 | -602 | -602 | -602 | -602 | -602 | -602 | -602 | -602 | -602 | -602 | -604 | -604 | -604 | -604 | -604 | -604 | -604 | -604 | -604 | -604 | -604 | -604 | -604 | **** | -604 | -604 | -604 | -604 | -605 | -605 | -605 | -605 | -605 | -605 | -605 | -605 | -605 | -605 | -605 | -605 | -605 | -605 | -605 | -605 | -614 | -614 | -614 | -614 | -614 | -614 | -614 | -614 | -614 | -614 | -614 | -614 | -614 | -614 | -614 | -614 | -614 | -614 | -614 | -614 | -614 | -614 | -614
Chinese (English) | * | * | * | * | * | * | * | * | * | * | * | * | * | * | * | * | * | * | * | * | * | * | * | * | * | * | * | * | * | * | * | * | * | * | * | * | * | * | * | * | * | * | * | * | * | * | * | * | * | * | * | * | * | * | * | * | * | * | * | * | * | * | * | * | * | P | * | P | * | P | Q | * | Q | * | Q
| -6** | -6** | -6** | -6** | -6** | -6** | -6** | -6** | -6** | -6** | -6** | -6** | -6** | -6** | -6** | -6** | -6** | -6** | -6** | -6** | -6** | -6** | -6** | -6** | -6** | -6** | -6** | -6** | -6** | -6** | -6** | -6** | -6** | -6** | -6** | -6** | -6** | -6** | -6** | -6** | -6** | -6** | -6** | -6** | -6** | -6** | -6** | -6** | -6** | -6** | -6** | -6** | -6** | -6** | -6** | -6** | -6** | -6** | -6** | -6** | -6** | -6** | -6** | -6** | -6** | -631 | -6** | -631 | -6** | -631 | -632 | -6** | -632 | -6** | -632
Software Issue - Minor
English (German) |  |  |  |  | A | B | B | B | B | [20 empty] | C | C | D | C | C | C | C | C | C | C | C | G | J | K | K | L | N | M | P | Q |  |  |  | R | S | T |  | U |  |  | V | W |  |  | X |  |  | Y | Z | A | Z |  | B
[5 empty] | -701 | -702 | -702 | -702 | -702 | [20 empty] | -703 | -703 | -704 | -703 | -703 | -703 | -703 | -703 | -703 | -703 | -703 | -707 | -709 | -710 | -711 | -712 | -714 | -713 | -716 | -717 |  |  |  | -718 | -719 | -720 |  | -721 |  |  | -722 | -723 |  |  | -724 |  |  | -725 | -726 | -727 | -726 |  | -728
English (English) | * | * | * | * | * | * | * | * | * | * | * | * | * | * | * | * | * | * | * | * | * | * | * | * | * | * | * | * | * | [20 empty] | * | * | * | * | * | * | * | * | * | * | * | * | * | * | * | * | * | * | * | * | * | * | * | * | * | * | bar: C to Q
| **** | **** | **** | **** | **** | **** | **** | **** | **** | **** | **** | **** | **** | **** | **** | **** | **** | **** | **** | **** | **** | **** | **** | **** | **** | **** | **** | **** | **** | **** | **** | **** | **** | **** | **** | **** | **** | **** | **** | **** | **** | **** | **** | **** | **** | **** | **** | **** | **** | **** | **** | **** | **** | **** | **** | -7** | **** | -7** | -7** | **** | **** | -7** | -7** | -7** | -7** | -7** | **** | -7** | -7** | -7** | -7** | **** | -7** | -7** | -7**
German (English) |  |  |  |  | A | B | B | B | B | [20 empty] | C | C | D | C | C | C | C | C | C | C | C | G | J | K | K | L | N | M | P | Q |  |  |  | R | S | T |  | U |  |  | V | W |  |  | X |  |  | Y | Z | A | Z |  | B
[5 empty] | -701 | -702 | -702 | -702 | -702 | [20 empty] | -703 | -703 | -704 | -703 | -703 | -703 | -703 | -703 | -703 | -703 | -703 | -707 | -709 | -710 | -711 | -712 | -714 | -713 | -716 | -717 |  |  |  | -718 | -719 | -720 |  | -721 |  |  | -722 | -723 |  |  | -724 |  |  | -725 | -726 | -727 | -726 |  | -728
French (English) | * | * | * | * | * | * | * | * | * | * | * | * | [19 empty] | * | [8 empty] | G | J | K | K | L | N | M | P | P | P | Q | Q | R | S | T | T | U | U | S | V | W | U | U | X | X | U | Y | U | X | U | U | B | B | X | X
| **** | **** | **** | **** | **** | **** | **** | **** | **** | **** | **** | **** | [19 empty] | **** | [8 empty] | -707 | -709 | -710 | -711 | -712 | -714 | -713 | -716 | -716 | -716 | -717 | -717 | -718 | -719 | -720 | -720 | -721 | -721 | -719 | -722 | -723 | -721 | -721 | -724 | -724 | -721 | -725 | -721 | -724 | -721 | -721 | -728 | -728 | -724 | -724
Spanish (English) | * | * | * | * | * | * | * | * | * | * | * | * | * | * | [17 empty] | * | [8 empty] | G | J | J | K | L | L | L | L | L | L | Q |  | R | S | T | T | U | U | S | V | W | U | U | W | W | U | Y | U | W | U | U | B | B | B | B
| **** | **** | **** | **** | **** | **** | **** | **** | **** | **** | *** | *** | *** | *** | [17 empty] | **** | [8 empty] | -707 | -709 | -709 | -711 | -712 | -712 | -712 | -712 | -712 | -712 | -717 |  | -718 | -719 | -720 | -720 | -721 | -721 | -719 | -722 | -723 | -721 | -721 | -723 | -723 | -721 | -725 | -721 | -723 | -721 | -721 | -728 | -728 | -728 | -728
Polish (English) | * | * | * | * | * | * | * | * | * | * | * | * | * | * | * | * | * | * | * | * | * | * | * | * | * | * | * | * | * | * | * | * | * | * | * | * | * | * | * | * | * | * | * | * | * | * | * | * | * | * | * | * | bar: R to U; W to W; Y to U; B; B
| **** | **** | **** | **** | **** | **** | **** | **** | **** | **** | *** | *** | *** | *** | *** | *** | *** | *** | *** | *** | *** | *** | *** | *** | *** | *** | *** | *** | *** | *** | *** | **** | *** | *** | *** | *** | *** | *** | *** | *** | **** | **** | **** | **** | **** | **** | **** | **** | **** | **** | **** | **** | **** | **** | **** | -7** | **** | **** | -7** | **** | **** | **** |  | -7** | -7** |  | **** | -726 | -7** | -726 |  | **** |  | -7**
Russian (English) | * | * | * | * | * | * | * | B | B | B | B | B | B | B | B | B | B | B | [13 empty] | * | [5 empty] | C | C | C | C | C | C | C | C | C | C | C | C | C | C | C | R | S | T | T | U | U | S | V | W | U | U | W | W | U | Y | U | W | U | U | B | B | B | B
| **** | **** | **** | **** | **** | **** | **** | -702 | -702 | -702 | -702 | -702 | -702 | -702 | -702 | -702 | -702 | -702 | [13 empty] | **** | [5 empty] | -703 | -703 | -703 | -703 | -703 | -703 | -703 | -703 | -703 | -703 | -703 | -703 | -703 | -703 | -703 | -718 | -719 | -720 | -720 | -721 | -721 | -719 | -722 | -723 | -721 | -721 | -723 | -723 | -721 | -725 | -721 | -723 | -721 | -721 | -728 | -728 | -728 | -728
Chinese (English) | * | * | * | * | * | * | * | * | * | * | * | * | * | * | * | * | * | * | * | * | * | * | * | * | * | * | * | * | * | * | * | * | * | * | * | * | * | bar: C to W; Y to U; B; B
| -7** | -7** | -7** | -7** | -7** | -7** | -7** | -7** | -7** | -7** | -7** | -7** | -7** | -7** | -7** | -7** | -7** | -7** | -7** | -7** | -7** | -7** | -7** | -7** | -7** | -7** | -7** | -7** | -7** | -7** | -7** | -7** | -7** | -7** | -7** | -7** | -7** | -7** | -7** | -7** | -7** | -7** | -7** | -7** | -7** | -7** | -7** | -7** | -7** | -7** | -7** | -7** | -7** | -7** | -7** | -7** | -7** | -7** | -7** | -7** | -7** | -7** | -7** | -7** | -7** |  | -7** | -726 | -7** | -726 |  | -7** |  | -7**
Language
| English (German) | English (German) | English (German) | English (German) | English (German) | English (German) | English (German) | English (German) | English (German) | English (German) | English (German) | English (German) | English (German) | English (German) | English (German) | English (German) | English (German) | English (German) | English (German) | English (German) | English (German) | English (German) | English (German) | English (German) | English (German) | English (German) | English (German) | English (German) | English (German) | English (German) | English (German) | English (German) | English (German) | English (German) | English (German) | English (German) | English (German) | English (German) | English (German) | English (German) | English (German) | English (German) | English (German) | English (German) | English (German) | English (German) | English (German) | English (German) | English (German) | English (German) | English (German) | English (German) | English (German) | English (German) | English (German) | English (German) | English (German) | English (German) | English (German) | English (German) | English (German) | English (German) | English (German) | English (German) | English (German) | English (German) | English (German) | English (German) | English (German) | English (German) | English (German) | English (German) | English (German) | English (German) | English (German)
| Not yet available - English (English) | Not yet available - English (English) | Not yet available - English (English) | Not yet available - English (English) | Not yet available - English (English) | Not yet available - English (English) | Not yet available - English (English) | Not yet available - English (English) | Not yet available - English (English) | Not yet available - English (English) | Not yet available - English (English) | Not yet available - English (English) | Not yet available - English (English) | Not yet available - English (English) | Not yet available - English (English) | Not yet available - English (English) | Not yet available - English (English) | Not yet available - English (English) | Not yet available - English (English) | Not yet available - English (English) | Not yet available - English (English) | Not yet available - English (English) | Not yet available - English (English) | Not yet available - English (English) | Not yet available - English (English) | Not yet available - English (English) | Not yet available - English (English) | Not yet available - English (English) | Not yet available - English (English) | Not yet available - English (English) | Not yet available - English (English) | Not yet available - English (English) | Not yet available - English (English) | Not yet available - English (English) | Not yet available - English (English) | Not yet available - English (English) | Not yet available - English (English) | Not yet available - English (English) | Not yet available - English (English) | Not yet available - English (English) | Not yet available - English (English) | Not yet available - English (English) | Not yet available - English (English) | Not yet available - English (English) | Not yet available - English (English) | Not yet available - English (English) | Not yet available - English (English) | Not yet available - English (English) | Not yet available - English (English) | Not yet available - English (English) | Not yet available - English (English) | Not yet available - English (English) | Not yet available - English (English) | Not yet available - English (English) | Not yet available - English (English) | Not yet available - English (English) | Not yet available - English (English) | Not yet available - English (English) | Not yet available - English (English) | Not yet available - English (English) | Not yet available - English (English) | Not yet available - English (English) | Not yet available - English (English) | Not yet available - English (English) | Not yet available - English (English) | Not yet available - English (English) | Not yet available - English (English) | Not yet available - English (English) | Not yet available - English (English) | Not yet available - English (English) | Not yet available - English (English) | Not yet available - English (English) | Not yet available - English (English) | Not yet available - English (English) | Not yet available - English (English)
| Not yet available - German (English) | German (English) | German (English) | German (English) | German (English) | German (English) | German (English) | German (English) | German (English) | German (English) | German (English) | German (English) | German (English) | German (English) | German (English) | German (English) | German (English) | German (English) | German (English) | German (English) | German (English) | German (English) | German (English) | German (English) | German (English) | German (English) | German (English) | German (English) | German (English) | German (English) | German (English) | German (English) | German (English) | German (English) | German (English) | German (English) | German (English) | German (English) | German (English) | German (English) | German (English) | German (English) | German (English) | German (English) | German (English) | German (English) | German (English) | German (English) | German (English) | German (English) | German (English) | German (English) | German (English) | German (English) | German (English) | German (English) | German (English) | German (English) | German (English) | German (English) | German (English) | German (English) | German (English) | German (English) | German (English) | German (English) | German (English) | German (English) | German (English) | German (English) | German (English) | German (English) | German (English) | German (English) | German (English)
| Not yet available - French (English) | Not yet available - French (English) | Not yet available - French (English) | Not yet available - French (English) | Not yet available - French (English) | Not yet available - French (English) | Not yet available - French (English) | Not yet available - French (English) | Not yet available - French (English) | Not yet available - French (English) | Not yet available - French (English) | Not yet available - French (English) | French (English) | French (English) | French (English) | French (English) | French (English) | French (English) | French (English) | French (English) | French (English) | French (English) | French (English) | French (English) | French (English) | French (English) | French (English) | French (English) | French (English) | French (English) | French (English) | Not yet available - French (English) | French (English) | French (English) | French (English) | French (English) | French (English) | French (English) | French (English) | French (English) | French (English) | French (English) | French (English) | French (English) | French (English) | French (English) | French (English) | French (English) | French (English) | French (English) | French (English) | French (English) | French (English) | French (English) | French (English) | French (English) | French (English) | French (English) | French (English) | French (English) | French (English) | French (English) | French (English) | French (English) | French (English) | French (English) | French (English) | French (English) | French (English) | French (English) | French (English) | French (English) | French (English) | French (English) | French (English)
| Not yet available - Spanish (English) | Not yet available - Spanish (English) | Not yet available - Spanish (English) | Not yet available - Spanish (English) | Not yet available - Spanish (English) | Not yet available - Spanish (English) | Not yet available - Spanish (English) | Not yet available - Spanish (English) | Not yet available - Spanish (English) | Not yet available - Spanish (English) | Not yet available - Spanish (English) | Not yet available - Spanish (English) | Not yet available - Spanish (English) | Not yet available - Spanish (English) | Spanish (English) | Spanish (English) | Spanish (English) | Spanish (English) | Spanish (English) | Spanish (English) | Spanish (English) | Spanish (English) | Spanish (English) | Spanish (English) | Spanish (English) | Spanish (English) | Spanish (English) | Spanish (English) | Spanish (English) | Spanish (English) | Spanish (English) | Not yet available - Spanish (English) | Spanish (English) | Spanish (English) | Spanish (English) | Spanish (English) | Spanish (English) | Spanish (English) | Spanish (English) | Spanish (English) | Spanish (English) | Spanish (English) | Spanish (English) | Spanish (English) | Spanish (English) | Spanish (English) | Spanish (English) | Spanish (English) | Spanish (English) | Spanish (English) | Spanish (English) | Spanish (English) | Spanish (English) | Spanish (English) | Spanish (English) | Spanish (English) | Spanish (English) | Spanish (English) | Spanish (English) | Spanish (English) | Spanish (English) | Spanish (English) | Spanish (English) | Spanish (English) | Spanish (English) | Spanish (English) | Spanish (English) | Spanish (English) | Spanish (English) | Spanish (English) | Spanish (English) | Spanish (English) | Spanish (English) | Spanish (English) | Spanish (English)
| Not yet available - Polish (English) | Not yet available - Polish (English) | Not yet available - Polish (English) | Not yet available - Polish (English) | Not yet available - Polish (English) | Not yet available - Polish (English) | Not yet available - Polish (English) | Not yet available - Polish (English) | Not yet available - Polish (English) | Not yet available - Polish (English) | Not yet available - Polish (English) | Not yet available - Polish (English) | Not yet available - Polish (English) | Not yet available - Polish (English) | Not yet available - Polish (English) | Not yet available - Polish (English) | Not yet available - Polish (English) | Not yet available - Polish (English) | Not yet available - Polish (English) | Not yet available - Polish (English) | Not yet available - Polish (English) | Not yet available - Polish (English) | Not yet available - Polish (English) | Not yet available - Polish (English) | Not yet available - Polish (English) | Not yet available - Polish (English) | Not yet available - Polish (English) | Not yet available - Polish (English) | Not yet available - Polish (English) | Not yet available - Polish (English) | Not yet available - Polish (English) | Not yet available - Polish (English) | Not yet available - Polish (English) | Not yet available - Polish (English) | Not yet available - Polish (English) | Not yet available - Polish (English) | Not yet available - Polish (English) | Not yet available - Polish (English) | Not yet available - Polish (English) | Not yet available - Polish (English) | Not yet available - Polish (English) | Not yet available - Polish (English) | Not yet available - Polish (English) | Not yet available - Polish (English) | Not yet available - Polish (English) | Not yet available - Polish (English) | Not yet available - Polish (English) | Not yet available - Polish (English) | Not yet available - Polish (English) | Not yet available - Polish (English) | Not yet available - Polish (English) | Not yet available - Polish (English) | Not yet available - Polish (English) | Not yet available - Polish (English) | Not yet available - Polish (English) | Not yet available - Polish (English) | Not yet available - Polish (English) | Not yet available - Polish (English) | Not yet available - Polish (English) | Not yet available - Polish (English) | Not yet available - Polish (English) | Not yet available - Polish (English) | Polish (English) | Polish (English) | Polish (English) | Polish (English) | Not yet available - Polish (English) | Polish (English) | Polish (English) | Polish (English) | Polish (English) | Not yet available - Polish (English) | Polish (English) | Polish (English) | Polish (English)
| Not yet available - Russian (English) | Not yet available - Russian (English) | Not yet available - Russian (English) | Not yet available - Russian (English) | Not yet available - Russian (English) | Not yet available - Russian (English) | Not yet available - Russian (English) | Russian (English) | Russian (English) | Russian (English) | Russian (English) | Russian (English) | Russian (English) | Russian (English) | Russian (English) | Russian (English) | Russian (English) | Russian (English) | Russian (English) | Russian (English) | Russian (English) | Russian (English) | Russian (English) | Russian (English) | Russian (English) | Russian (English) | Russian (English) | Russian (English) | Russian (English) | Russian (English) | Russian (English) | Not yet available - Russian (English) | Russian (English) | Russian (English) | Russian (English) | Russian (English) | Russian (English) | Russian (English) | Russian (English) | Russian (English) | Russian (English) | Russian (English) | Russian (English) | Russian (English) | Russian (English) | Russian (English) | Russian (English) | Russian (English) | Russian (English) | Russian (English) | Russian (English) | Russian (English) | Russian (English) | Russian (English) | Russian (English) | Russian (English) | Russian (English) | Russian (English) | Russian (English) | Russian (English) | Russian (English) | Russian (English) | Russian (English) | Russian (English) | Russian (English) | Russian (English) | Russian (English) | Russian (English) | Russian (English) | Russian (English) | Russian (English) | Russian (English) | Russian (English) | Russian (English) | Russian (English)
| Not yet available - Chinese (English) | Not yet available - Chinese (English) | Not yet available - Chinese (English) | Not yet available - Chinese (English) | Not yet available - Chinese (English) | Not yet available - Chinese (English) | Not yet available - Chinese (English) | Not yet available - Chinese (English) | Not yet available - Chinese (English) | Not yet available - Chinese (English) | Not yet available - Chinese (English) | Not yet available - Chinese (English) | Not yet available - Chinese (English) | Not yet available - Chinese (English) | Not yet available - Chinese (English) | Not yet available - Chinese (English) | Not yet available - Chinese (English) | Not yet available - Chinese (English) | Not yet available - Chinese (English) | Not yet available - Chinese (English) | Not yet available - Chinese (English) | Not yet available - Chinese (English) | Not yet available - Chinese (English) | Not yet available - Chinese (English) | Not yet available - Chinese (English) | Not yet available - Chinese (English) | Not yet available - Chinese (English) | Not yet available - Chinese (English) | Not yet available - Chinese (English) | Not yet available - Chinese (English) | Not yet available - Chinese (English) | Not yet available - Chinese (English) | Not yet available - Chinese (English) | Not yet available - Chinese (English) | Not yet available - Chinese (English) | Not yet available - Chinese (English) | Not yet available - Chinese (English) | Not yet available - Chinese (English) | Not yet available - Chinese (English) | Not yet available - Chinese (English) | Not yet available - Chinese (English) | Not yet available - Chinese (English) | Not yet available - Chinese (English) | Not yet available - Chinese (English) | Not yet available - Chinese (English) | Not yet available - Chinese (English) | Not yet available - Chinese (English) | Not yet available - Chinese (English) | Not yet available - Chinese (English) | Not yet available - Chinese (English) | Not yet available - Chinese (English) | Not yet available - Chinese (English) | Not yet available - Chinese (English) | Not yet available - Chinese (English) | Not yet available - Chinese (English) | Not yet available - Chinese (English) | Not yet available - Chinese (English) | Not yet available - Chinese (English) | Not yet available - Chinese (English) | Not yet available - Chinese (English) | Not yet available - Chinese (English) | Not yet available - Chinese (English) | Not yet available - Chinese (English) | Not yet available - Chinese (English) | Not yet available - Chinese (English) | Chinese (English) | Not yet available - Chinese (English) | Chinese (English) | Not yet available - Chinese (English) | Chinese (English) | Chinese (English) | Not yet available - Chinese (English) | Chinese (English) | Not yet available - Chinese (English) | Chinese (English)
| 0 | 0 | 0 | 0 | 0 | 0 | 0 | 0 | 0 | 0 | 0 | 0 | 0 | 0 | 0 | 0 | 0 | 0 | 0 | 0 | 0 | 0 | 0 | 0 | 0 | 0 | 0 | 0 | 0 | 0 | 0 | 0 | 0 | 0 | 0 | 0 | 0 | 0 | 0 | 0 | 0 | 0 | 0 | 0 | 0 | 0 | 0 | 0 | 0 | 0 | 0 | 0 | 0 | 0 | 0 | 0 | 0 | 0 | 0 | 0 | 0 | 0 | 0 | 0 | 0 | 0 | 0 | 0 | 0 | 0 | 0 | 0 | 0 | 0 | 0
| * | * | * | * | * | * | * | * | * | * | * | * | * | * | * | * | * | * | * | * | * | * | * | * | * | * | * | * | * | * | * | * | * | * | * | * | * | bar: C to B
| * | 1 | 1 | 1 | 1 | 1 | 1 | 1 | 1 | 1 | 1 | 1 | 1 | 1 | 1 | 1 | 1 | 1 | 1 | 1 | 1 | 1 | 1 | 1 | 1 | 1 | 1 | 1 | 1 | 1 | 1 | 1 | 1 | 1 | 1 | 1 | 1 | bar: C to B
| * | * | * | * | * | * | * | * | * | * | * | * | 2 | 2 | 2 | 2 | 2 | 2 | 2 | 2 | 2 | 2 | 2 | 2 | 2 | 2 | 2 | 2 | 2 | 2 | 2 | * | 2 | 2 | 2 | 2 | 2 | 2 | 2 | 2 | 2 | 2 | 2 | 2 | 2 | 2 | 2 | 2 | 2 | 2 | 2 | 2 | 2 | 2 | 2 | 2 | 2 | 2 | 2 | 2 | 2 | 2 | 2 | 2 | 2 | 2 | 2 | 2 | 2 | 2 | 2 | 2 | 2 | 2 | 2
| * | * | * | * | * | * | * | * | * | * | * | * | * | * | 3 | 3 | 3 | 3 | 3 | 3 | 3 | 3 | 3 | 3 | 3 | 3 | 3 | 3 | 3 | 3 | 3 | * | 3 | 3 | 3 | 3 | 3 | 3 | 3 | 3 | 3 | 3 | 3 | 3 | 3 | 3 | 3 | 3 | 3 | 3 | 3 | 3 | 3 | 3 | 3 | 3 | 3 | 3 | 3 | 3 | 3 | 3 | 3 | 3 | 3 | 3 | 3 | 3 | 3 | 3 | 3 | 3 | 3 | 3 | 3
| * | * | * | * | * | * | * | * | * | * | * | * | * | * | * | * | * | * | * | * | * | * | * | * | * | * | * | * | * | * | * | * | * | * | * | * | * | * | * | * | * | * | * | * | * | * | * | * | * | * | * | * | * | * | * | * | * | * | * | * | * | * | 4 | 4 | 4 | 4 | * | 4 | 4 | 4 | 4 | * | 4 | 4 | 4
| * | * | * | * | * | * | * | 5 | 5 | 5 | 5 | 5 | 5 | 5 | 5 | 5 | 5 | 5 | 5 | 5 | 5 | 5 | 5 | 5 | 5 | 5 | 5 | 5 | 5 | 5 | 5 | * | 5 | 5 | 5 | 5 | 5 | 5 | 5 | 5 | 5 | 5 | 5 | 5 | 5 | 5 | 5 | 5 | 5 | 5 | 5 | 5 | 5 | 5 | 5 | 5 | 5 | 5 | 5 | 5 | 5 | 5 | 5 | 5 | 5 | 5 | 5 | 5 | 5 | 5 | 5 | 5 | 5 | 5 | 5
| * | * | * | * | * | * | * | * | * | * | * | * | * | * | * | * | * | * | * | * | * | * | * | * | * | * | * | * | * | * | * | * | * | * | * | * | * | * | * | * | * | * | * | * | * | * | * | * | * | * | * | * | * | * | * | * | * | * | * | * | * | * | * | * | * | 6 | * | 6 | * | 6 | 6 | * | 6 | * | 6
| -80* | -80* | -80* | -80* | -80* | -80* | -80* | -80* | -80* | -80* | -80* | -80* | -80* | -80* | -80* | -80* | -80* | -80* | -80* | -80* | -80* | -80* | -80* | -80* | -80* | -80* | -80* | -80* | -80* | -80* | -80* | -80* | -80* | -80* | -80* | -80* | -80* | -80* | -80* | -80* | -80* | -80* | -80* | -80* | -80* | -80* | -80* | -80* | -80* | -80* | -80* | -80* | -80* | -80* | -80* | -8** | -80* | -8** | -8** | -80* | -80* | -8** | -8** | -8** | -8** | -8** | -80* | -8** | -8** | -8** | -8** | -80* | -8** | -8** | -8**
| -801 | -801 | -801 | -801 | -801 | -801 | -801 | -801 | -801 | -801 | -801 | -801 | -801 | -801 | -801 | -801 | -801 | -801 | -801 | -801 | -801 | -801 | -801 | -801 | -801 | -801 | -801 | -801 | -801 | -801 | -801 | -801 | -801 | -801 | -801 | -801 | -801 | -801 | -801 | -801 | -801 | -801 | -801 | -801 | -801 | -801 | -801 | -801 | -801 | -801 | -801 | -801 | -801 | -801 | -801 | -801 | -801 | -801 | -801 | -801 | -801 | -801 | -801 | -801 | -801 | -801 | -801 | -801 | -801 | -801 | -801 | -801 | -801 | -801 | -801
| -80* | -80* | -80* | -80* | -80* | -80* | -80* | -80* | -80* | -80* | -80* | -80* | -802 | -802 | -802 | -802 | -802 | -802 | -802 | -802 | -802 | -802 | -802 | -802 | -802 | -802 | -802 | -802 | -802 | -802 | -802 | -80* | -802 | -802 | -802 | -802 | -802 | -802 | -802 | -802 | -802 | -802 | -802 | -802 | -802 | -802 | -802 | -802 | -802 | -802 | -802 | -802 | -802 | -802 | -802 | -802 | -802 | -802 | -802 | -802 | -802 | -802 | -802 | -802 | -802 | -802 | -802 | -802 | -802 | -802 | -802 | -802 | -802 | -802 | -802
| -80* | -80* | -80* | -80* | -80* | -80* | -80* | -80* | -80* | -80* | -80* | -80* | -80* | -80* | -803 | -803 | -803 | -803 | -803 | -803 | -803 | -803 | -803 | -803 | -803 | -803 | -803 | -803 | -803 | -803 | -803 | -80* | -803 | -803 | -803 | -803 | -803 | -803 | -803 | -803 | -803 | -803 | -803 | -803 | -803 | -803 | -803 | -803 | -803 | -803 | -803 | -803 | -803 | -803 | -803 | -803 | -803 | -803 | -803 | -803 | -803 | -803 | -803 | -803 | -803 | -803 | -803 | -803 | -803 | -803 | -803 | -803 | -803 | -803 | -803
| -80* | -80* | -80* | -80* | -80* | -80* | -80* | -80* | -80* | -80* | -80* | -80* | -80* | -80* | -80* | -80* | -80* | -80* | -80* | -80* | -80* | -80* | -80* | -80* | -80* | -80* | -80* | -80* | -80* | -80* | -80* | -80* | -80* | -80* | -80* | -80* | -80* | -80* | -80* | -80* | -80* | -80* | -80* | -80* | -80* | -80* | -80* | -80* | -80* | -80* | -80* | -80* | -80* | -80* | -80* | -8** | -80* | -8** | -8** | -80* | -80* | -8** | -804 | -804 | -804 | -804 | -80* | -804 | -804 | -804 | -804 | -80* | -804 | -804 | -804
| -80* | -80* | -80* | -80* | -80* | -80* | -80* | -805 | -805 | -805 | -805 | -805 | -805 | -805 | -805 | -805 | -805 | -805 | -805 | -805 | -805 | -805 | -805 | -805 | -805 | -805 | -805 | -805 | -805 | -805 | -805 | -80* | -805 | -805 | -805 | -805 | -805 | -805 | -805 | -805 | -805 | -805 | -805 | -805 | -805 | -805 | -805 | -805 | -805 | -805 | -805 | -805 | -805 | -805 | -805 | -805 | -805 | -805 | -805 | -805 | -805 | -805 | -805 | -805 | -805 | -805 | -805 | -805 | -805 | -805 | -805 | -805 | -805 | -805 | -805
| -80* | -80* | -80* | -80* | -80* | -80* | -80* | -80* | -80* | -80* | -80* | -80* | -80* | -80* | -80* | -80* | -80* | -80* | -80* | -80* | -80* | -80* | -80* | -80* | -80* | -80* | -80* | -80* | -80* | -80* | -80* | -80* | -80* | -80* | -80* | -80* | -80* | -80* | -80* | -80* | -80* | -80* | -80* | -80* | -80* | -80* | -80* | -80* | -80* | -80* | -80* | -80* | -80* | -80* | -80* | -80* | -80* | -80* | -80* | -80* | -80* | -80* | -80* | -80* | -80* | -806 | -80* | -806 | -80* | -806 | -806 | -80* | -806 | -80* | -806
Binary modules for control of switchgear units | Standard Version | Standard Version | Standard Version | Standard Version | Standard Version | Standard Version | Standard Version | Standard Version | Standard Version | Standard Version | Standard Version | Standard Version | Standard Version | Standard Version | Standard Version | Standard Version | Standard Version | Standard Version | Standard Version | Standard Version | Standard Version | Standard Version | Standard Version | Standard Version | Standard Version | Standard Version | Standard Version | Standard Version | Standard Version | Standard Version | Standard Version | Standard Version | Standard Version | Standard Version | Standard Version | Standard Version | Standard Version | Standard Version | Standard Version | Standard Version | Standard Version | Standard Version | Standard Version | Standard Version | Standard Version | Standard Version | Standard Version | Standard Version | Standard Version | Standard Version | Standard Version | Standard Version | Standard Version | Standard Version | Standard Version | Two modules without high break contacts | Standard Version | Two modules without high break contacts | Two modules without high break contacts | Standard Version | Standard Version | Two modules without high break contacts | Two modules without high break contacts | Two modules without high break contacts | Two modules without high break contacts | Two modules without high break contacts | Standard Version | Two modules without high break contacts | Two modules without high break contacts | Two modules without high break contacts | Two modules without high break contacts | Standard Version | Two modules without high break contacts | Two modules without high break contacts | Two modules without high break contacts
[56 empty] | First module with high break contacts (1-pole), second with normal contacts |  | First module with high break contacts, second with normal contacts | First module with high break contacts, second with normal contacts |  |  | First module with high break contacts, second with normal contacts | First module with high break contacts, second with normal contacts | First module with high break contacts, second with normal contacts | First module with high break contacts, second with normal contacts | First module with high break contacts, second with normal contacts |  | First module with high break contacts, second with normal contacts | First module with high break contacts, second with normal contacts | First module with high break contacts, second with normal contacts | First module with high break contacts, second with normal contacts |  | First module with high break contacts, second with normal contacts | First module with high break contacts, second with normal contacts | First module with high break contacts, second with normal contacts
[56 empty] | Two modules with high break contacts (1-pole) |  | Two modules with high break contacts | Two modules with high break contacts |  |  | Two modules with high break contacts | Two modules with high break contacts | Two modules with high break contacts | Two modules with high break contacts | Two modules with high break contacts |  | Two modules with high break contacts | Two modules with high break contacts | Two modules with high break contacts | Two modules with high break contacts |  | Two modules with high break contacts | Two modules with high break contacts | Two modules with high break contacts
| 0 | 0 | 0 | 0 | 0 | 0 | 0 | 0 | 0 | 0 | 0 | 0 | 0 | 0 | 0 | 0 | 0 | 0 | 0 | 0 | 0 | 0 | 0 | 0 | 0 | 0 | 0 | 0 | 0 | 0 | 0 | 0 | 0 | 0 | 0 | 0 | 0 | 0 | 0 | 0 | 0 | 0 | 0 | 0 | 0 | 0 | 0 | 0 | 0 | 0 | 0 | 0 | 0 | 0 | 0 | 0 | 0 | 0 | 0 | 0 | 0 | 0 | 0 | 0 | 0 | 0 | 0 | 0 | 0 | 0 | 0 | 0 | 0 | 0 | 0
| 0 | 0 | 0 | 0 | 0 | 0 | 0 | 0 | 0 | 0 | 0 | 0 | 0 | 0 | 0 | 0 | 0 | 0 | 0 | 0 | 0 | 0 | 0 | 0 | 0 | 0 | 0 | 0 | 0 | 0 | 0 | 0 | 0 | 0 | 0 | 0 | 0 | 0 | 0 | 0 | 0 | 0 | 0 | 0 | 0 | 0 | 0 | 0 | 0 | 0 | 0 | 0 | 0 | 0 | 0 | 1 | 0 | 1 | 1 | 0 | 0 | 1 | 1 | 1 | 1 | 1 | 0 | 1 | 1 | 1 | 1 | 0 | 1 | 1 | 1
| 0 | 0 | 0 | 0 | 0 | 0 | 0 | 0 | 0 | 0 | 0 | 0 | 0 | 0 | 0 | 0 | 0 | 0 | 0 | 0 | 0 | 0 | 0 | 0 | 0 | 0 | 0 | 0 | 0 | 0 | 0 | 0 | 0 | 0 | 0 | 0 | 0 | 0 | 0 | 0 | 0 | 0 | 0 | 0 | 0 | 0 | 0 | 0 | 0 | 0 | 0 | 0 | 0 | 0 | 0 | 2 | 0 | 2 | 2 | 0 | 0 | 2 | 2 | 2 | 2 | 2 | 0 | 2 | 2 | 2 | 2 | 0 | 2 | 2 | 2
Voltage Threshols for binary inputs | 18V (Standard) | 18V (Standard) | 18V (Standard) | 18V (Standard) | 18V (Standard) | 18V (Standard) | 18V (Standard) | 18V (Standard) | 18V (Standard) | 18V (Standard) | 18V (Standard) | 18V (Standard) | 18V (Standard) | 18V (Standard) | 18V (Standard) | 18V (Standard) | 18V (Standard) | 18V (Standard) | 18V (Standard) | 18V (Standard) | 18V (Standard) | 18V (Standard) | 18V (Standard) | 18V (Standard) | 18V (Standard) | 18V (Standard) | 18V (Standard) | 18V (Standard) | 18V (Standard) | 18V (Standard) | 18V (Standard) | 18V (Standard) | 18V (Standard) | 18V (Standard) | 18V (Standard) | 18V (Standard) | 18V (Standard) | 18V (Standard) | 18V (Standard) | 18V (Standard) | >18V (Standard) | >18V (Standard) | >18V (Standard) | >18V (Standard) | >18V (Standard) | >18V (Standard) | >18V (Standard) | >18V (Standard) | >18V (Standard) | >18V (Standard) | >18V (Standard) | >18V (Standard) | >18V (Standard) | >18V (Standard) | >18V (Standard) | >18V (Standard) | >18V (Standard) | >18V (Standard) | >18V (Standard) | >18V (Standard) | >18V (Standard) | >18V (Standard) | >18V (Standard) | >18V (Standard) | >18V (Standard) | >18V (Standard) | >18V (Standard) | >18V (Standard) | >18V (Standard) | >18V (Standard) | >18V (Standard) | >18V (Standard) | >18V (Standard) | >18V (Standard) | >18V (Standard)
[14 empty] | 90V (60 to 70% of Vnom = 125 to 150V) | 90V (60 to 70% of Vnom = 125 to 150V) | 90V (60 to 70% of Vnom = 125 to 150V) | 90V (60 to 70% of Vnom = 125 to 150V) | 90V (60 to 70% of Vnom = 125 to 150V) | 90V (60 to 70% of Vnom = 125 to 150V) | 90V (60 to 70% of Vnom = 125 to 150V) | 90V (60 to 70% of Vnom = 125 to 150V) | 90V (60 to 70% of Vnom = 125 to 150V) | 90V (60 to 70% of Vnom = 125 to 150V) | 90V (60 to 70% of Vnom = 125 to 150V) | 90V (60 to 70% of Vnom = 125 to 150V) | 90V (60 to 70% of Vnom = 125 to 150V) | 90V (60 to 70% of Vnom = 125 to 150V) | 90V (60 to 70% of Vnom = 125 to 150V) | 90V (60 to 70% of Vnom = 125 to 150V) | 90V (60 to 70% of Vnom = 125 to 150V) | 90V (60 to 70% of Vnom = 125 to 150V) | 90V (60 to 70% of Vnom = 125 to 150V) | 90V (60 to 70% of Vnom = 125 to 150V) | 90V (60 to 70% of Vnom = 125 to 150V) | 90V (60 to 70% of Vnom = 125 to 150V) | 90V (60 to 70% of Vnom = 125 to 150V) | 90V (60 to 70% of Vnom = 125 to 150V) | 90V (60 to 70% of Vnom = 125 to 150V) | 90V (60 to 70% of Vnom = 125 to 150V) | 90V (60 to 70% of Vnom = 125 to 150V) | >90V (60 to 70% of Vnom = 125 to 150V) | >90V (60 to 70% of Vnom = 125 to 150V) | >90V (60 to 70% of Vnom = 125 to 150V) | >90V (60 to 70% of Vnom = 125 to 150V) | >90V (60 to 70% of Vnom = 125 to 150V) | >90V (60 to 70% of Vnom = 125 to 150V) | >90V (60 to 70% of Vnom = 125 to 150V) | >90V (60 to 70% of Vnom = 125 to 150V) | >90V (60 to 70% of Vnom = 125 to 150V) | >90V (60 to 70% of Vnom = 125 to 150V) | >90V (60 to 70% of Vnom = 125 to 150V) | >90V (60 to 70% of Vnom = 125 to 150V) | >90V (60 to 70% of Vnom = 125 to 150V) | >90V (60 to 70% of Vnom = 125 to 150V) | >90V (60 to 70% of Vnom = 125 to 150V) | >90V (60 to 70% of Vnom = 125 to 150V) | >90V (60 to 70% of Vnom = 125 to 150V) | >90V (60 to 70% of Vnom = 125 to 150V) | >90V (60 to 70% of Vnom = 125 to 150V) | >90V (60 to 70% of Vnom = 125 to 150V) | >90V (60 to 70% of Vnom = 125 to 150V) | >90V (60 to 70% of Vnom = 125 to 150V) | >90V (60 to 70% of Vnom = 125 to 150V) | >90V (60 to 70% of Vnom = 125 to 150V) | >90V (60 to 70% of Vnom = 125 to 150V) | >90V (60 to 70% of Vnom = 125 to 150V) | >90V (60 to 70% of Vnom = 125 to 150V) | >90V (60 to 70% of Vnom = 125 to 150V) | >90V (60 to 70% of Vnom = 125 to 150V) | >90V (60 to 70% of Vnom = 125 to 150V) | >90V (60 to 70% of Vnom = 125 to 150V) | >90V (60 to 70% of Vnom = 125 to 150V) | >90V (60 to 70% of Vnom = 125 to 150V) | >90V (60 to 70% of Vnom = 125 to 150V) | >90V (60 to 70% of Vnom = 125 to 150V)
[14 empty] | 155V (60 to 70% of Vnom = 220 to 250V) | 155V (60 to 70% of Vnom = 220 to 250V) | 155V (60 to 70% of Vnom = 220 to 250V) | 155V (60 to 70% of Vnom = 220 to 250V) | 155V (60 to 70% of Vnom = 220 to 250V) | 155V (60 to 70% of Vnom = 220 to 250V) | 155V (60 to 70% of Vnom = 220 to 250V) | 155V (60 to 70% of Vnom = 220 to 250V) | 155V (60 to 70% of Vnom = 220 to 250V) | 155V (60 to 70% of Vnom = 220 to 250V) | 155V (60 to 70% of Vnom = 220 to 250V) | 155V (60 to 70% of Vnom = 220 to 250V) | 155V (60 to 70% of Vnom = 220 to 250V) | 155V (60 to 70% of Vnom = 220 to 250V) | 155V (60 to 70% of Vnom = 220 to 250V) | 155V (60 to 70% of Vnom = 220 to 250V) | 155V (60 to 70% of Vnom = 220 to 250V) | 155V (60 to 70% of Vnom = 220 to 250V) | 155V (60 to 70% of Vnom = 220 to 250V) | 155V (60 to 70% of Vnom = 220 to 250V) | 155V (60 to 70% of Vnom = 220 to 250V) | 155V (60 to 70% of Vnom = 220 to 250V) | 155V (60 to 70% of Vnom = 220 to 250V) | 155V (60 to 70% of Vnom = 220 to 250V) | 155V (60 to 70% of Vnom = 220 to 250V) | 155V (60 to 70% of Vnom = 220 to 250V) | 155V (60 to 70% of Vnom = 220 to 250V) | >155V (60 to 70% of Vnom = 220 to 250V) | >155V (60 to 70% of Vnom = 220 to 250V) | >155V (60 to 70% of Vnom = 220 to 250V) | >155V (60 to 70% of Vnom = 220 to 250V) | >155V (60 to 70% of Vnom = 220 to 250V) | >155V (60 to 70% of Vnom = 220 to 250V) | >155V (60 to 70% of Vnom = 220 to 250V) | >155V (60 to 70% of Vnom = 220 to 250V) | >155V (60 to 70% of Vnom = 220 to 250V) | >155V (60 to 70% of Vnom = 220 to 250V) | >155V (60 to 70% of Vnom = 220 to 250V) | >155V (60 to 70% of Vnom = 220 to 250V) | >155V (60 to 70% of Vnom = 220 to 250V) | >155V (60 to 70% of Vnom = 220 to 250V) | >155V (60 to 70% of Vnom = 220 to 250V) | >155V (60 to 70% of Vnom = 220 to 250V) | >155V (60 to 70% of Vnom = 220 to 250V) | >155V (60 to 70% of Vnom = 220 to 250V) | >155V (60 to 70% of Vnom = 220 to 250V) | >155V (60 to 70% of Vnom = 220 to 250V) | >155V (60 to 70% of Vnom = 220 to 250V) | >155V (60 to 70% of Vnom = 220 to 250V) | >155V (60 to 70% of Vnom = 220 to 250V) | >155V (60 to 70% of Vnom = 220 to 250V) | >155V (60 to 70% of Vnom = 220 to 250V) | >155V (60 to 70% of Vnom = 220 to 250V) | >155V (60 to 70% of Vnom = 220 to 250V) | >155V (60 to 70% of Vnom = 220 to 250V) | >155V (60 to 70% of Vnom = 220 to 250V) | >155V (60 to 70% of Vnom = 220 to 250V) | >155V (60 to 70% of Vnom = 220 to 250V) | >155V (60 to 70% of Vnom = 220 to 250V) | >155V (60 to 70% of Vnom = 220 to 250V) | >155V (60 to 70% of Vnom = 220 to 250V) | >155V (60 to 70% of Vnom = 220 to 250V)
[53 empty] | >73 V (67% of VA,nom = 110 V) | >73 V (67% of VA,nom = 110 V) | >73 V (67% of VA,nom = 110 V) | >73 V (67% of VA,nom = 110 V) | >73 V (67% of VA,nom = 110 V) | >73 V (67% of VA,nom = 110 V) | >73 V (67% of VA,nom = 110 V) | >73 V (67% of VA,nom = 110 V) | >73 V (67% of VA,nom = 110 V) | >73 V (67% of VA,nom = 110 V) | >73 V (67% of VA,nom = 110 V) | >73 V (67% of VA,nom = 110 V) | >73 V (67% of VA,nom = 110 V) | >73 V (67% of VA,nom = 110 V) | >73 V (67% of VA,nom = 110 V) | >73 V (67% of VA,nom = 110 V) | >73 V (67% of VA,nom = 110 V) | >73 V (67% of VA,nom = 110 V) | >73 V (67% of VA,nom = 110 V) | >73 V (67% of VA,nom = 110 V) | >73 V (67% of VA,nom = 110 V) | >73 V (67% of VA,nom = 110 V) | >73 V (67% of VA,nom = 110 V)
[53 empty] | > 146 V (67% of VA,nom = 220 V) | > 146 V (67% of VA,nom = 220 V) | > 146 V (67% of VA,nom = 220 V) | > 146 V (67% of VA,nom = 220 V) | > 146 V (67% of VA,nom = 220 V) | > 146 V (67% of VA,nom = 220 V) | > 146 V (67% of VA,nom = 220 V) | > 146 V (67% of VA,nom = 220 V) | > 146 V (67% of VA,nom = 220 V) | > 146 V (67% of VA,nom = 220 V) | > 146 V (67% of VA,nom = 220 V) | > 146 V (67% of VA,nom = 220 V) | > 146 V (67% of VA,nom = 220 V) | > 146 V (67% of VA,nom = 220 V) | > 146 V (67% of VA,nom = 220 V) | > 146 V (67% of VA,nom = 220 V) | > 146 V (67% of VA,nom = 220 V) | > 146 V (67% of VA,nom = 220 V) | > 146 V (67% of VA,nom = 220 V) | > 146 V (67% of VA,nom = 220 V) | > 146 V (67% of VA,nom = 220 V) | > 146 V (67% of VA,nom = 220 V) | > 146 V (67% of VA,nom = 220 V)
[14 empty] | -461 | -461 | -461 | -461 | -461 | -461 | -461 | -461 | -461 | -461 | -461 | -461 | -461 | -461 | -461 | -461 | -461 | -461 | -461 | -461 | -461 | -461 | -461 | -461 | -461 | -461 | -461 | -461 | -461 | -461 | -461 | -461 | -461 | -461 | -461 | -461 | -461 | -461 | -461 | -461 | -461 | -461 | -461 | -461 | -461 | -461 | -461 | -461 | -461 | -461 | -461 | -461 | -461 | -461 | -461 | -461 | -461 | -461 | -461 | -461 | -461 | -461
[14 empty] | -462 | -462 | -462 | -462 | -462 | -462 | -462 | -462 | -462 | -462 | -462 | -462 | -462 | -462 | -462 | -462 | -462 | -462 | -462 | -462 | -462 | -462 | -462 | -462 | -462 | -462 | -462 | -462 | -462 | -462 | -462 | -462 | -462 | -462 | -462 | -462 | -462 | -462 | -462 | -462 | -462 | -462 | -462 | -462 | -462 | -462 | -462 | -462 | -462 | -462 | -462 | -462 | -462 | -462 | -462 | -462 | -462 | -462 | -462 | -462 | -462 | -462
[41 empty] | -462 | -462 | -462 | -462 | -462 | -462 | -462 | -462 | -462 | -462 | -462 | -462 | -463 | -463 | -463 | -463 | -463 | -463 | -463 | -463 | -463 | -463 | -463 | -463 | -463 | -463 | -463 | -463 | -463 | -463 | -463 | -463 | -463 | -463 | -463
[41 empty] | -462 | -462 | -462 | -462 | -462 | -462 | -462 | -462 | -462 | -462 | -462 | -462 | -464 | -464 | -464 | -464 | -464 | -464 | -464 | -464 | -464 | -464 | -464 | -464 | -464 | -464 | -464 | -464 | -464 | -464 | -464 | -464 | -464 | -464 | -464
Inter-MiCOM | Not yet Available | Not yet Available | Not yet Available | Not yet Available | Not yet Available | Not yet Available | Not yet Available | Not yet Available | Not yet Available | Not yet Available | Not yet Available | Not yet Available | Not yet Available | Not yet Available | Not yet Available | Not yet Available | Not yet Available | Not yet Available | Not yet Available | Not yet Available | Not yet Available | Not yet Available | None | None | None | None | None | None | None | None | None | None | None | None | None | None | None | None | None | None | None | None | None | None | None | None | None | None | None | None | None | None | None | None | None | None | None | None | None | None | None | None | None | None | None | None | None | None | None | None | None | None | None | None | None
[23 empty] | For connection to wire, RS485, isolated | For connection to wire, RS485, isolated | For connection to wire, RS485, isolated | For connection to wire, RS485, isolated | For connection to wire, RS485, isolated | For connection to wire, RS485, isolated | For connection to wire, RS485, isolated | For connection to wire, RS485, isolated | For connection to wire, RS485, isolated | For connection to wire, RS485, isolated | For connection to wire, RS485, isolated | For connection to wire, RS485, isolated | For connection to wire, RS485, isolated | For connection to wire, RS485, isolated | For connection to wire, RS485, isolated | For connection to wire, RS485, isolated | For connection to wire, RS485, isolated | For connection to wire, RS485, isolated | For connection to wire, RS485, isolated | For connection to wire, RS485, isolated | For connection to wire, RS485, isolated | For connection to wire, RS485, isolated | For connection to wire, RS485, isolated | For connection to wire, RS485, isolated | For connection to wire, RS485, isolated | For connection to wire, RS485, isolated | For connection to wire, RS485, isolated | For connection to wire, RS485, isolated | For connection to wire, RS485, isolated | For connection to wire, RS485, isolated | For connection to wire, RS485, isolated | For connection to wire, RS485, isolated | For connection to wire, RS485, isolated | For connection to wire, RS485, isolated | For connection to wire, RS485, isolated | For connection to wire, RS485, isolated | For connection to wire, RS485, isolated | For connection to wire, RS485, isolated | For connection to wire, RS485, isolated | For connection to wire, RS485, isolated | For connection to wire, RS485, isolated | For connection to wire, RS485, isolated | For connection to wire, RS485, isolated | For connection to wire, RS485, isolated | For connection to wire, RS485, isolated | For connection to wire, RS485, isolated | For connection to wire, RS485, isolated | For connection to wire, RS485, isolated | For connection to wire, RS485, isolated | For connection to wire, RS485, isolated | For connection to wire, RS485, isolated | For connection to wire, RS485, isolated | For connection to wire, RS485, isolated
[23 empty] | For connection to plastic fibre, FSMA connector | For connection to plastic fibre, FSMA connector | For connection to plastic fibre, FSMA connector | For connection to plastic fibre, FSMA connector | For connection to plastic fibre, FSMA connector | For connection to plastic fibre, FSMA connector | For connection to plastic fibre, FSMA connector | For connection to plastic fibre, FSMA connector | For connection to plastic fibre, FSMA connector | For connection to plastic fibre, FSMA connector | For connection to plastic fibre, FSMA connector | For connection to plastic fibre, FSMA connector | For connection to plastic fibre, FSMA connector | For connection to plastic fibre, FSMA connector | For connection to plastic fibre, FSMA connector | For connection to plastic fibre, FSMA connector | For connection to plastic fibre, FSMA connector | For connection to plastic fibre, FSMA connector | For connection to plastic fibre, FSMA connector | For connection to plastic fibre, FSMA connector | For connection to plastic fibre, FSMA connector | For connection to plastic fibre, FSMA connector | For connection to plastic fibre, FSMA connector | For connection to plastic fibre, FSMA connector | For connection to plastic fibre, FSMA connector | For connection to plastic fibre, FSMA connector | For connection to plastic fibre, FSMA connector | For connection to plastic fibre, FSMA connector | For connection to plastic fibre, FSMA connector | For connection to plastic fibre, FSMA connector | For connection to plastic fibre, FSMA connector | For connection to plastic fibre, FSMA connector | For connection to plastic fibre, FSMA connector | For connection to plastic fibre, FSMA connector | For connection to plastic fibre, FSMA connector | For connection to plastic fibre, FSMA connector | For connection to plastic fibre, FSMA connector | For connection to plastic fibre, FSMA connector | For connection to plastic fibre, FSMA connector | For connection to plastic fibre, FSMA connector | For connection to plastic fibre, FSMA connector | For connection to plastic fibre, FSMA connector | For connection to plastic fibre, FSMA connector | For connection to plastic fibre, FSMA connector | For connection to plastic fibre, FSMA connector | For connection to plastic fibre, FSMA connector | For connection to plastic fibre, FSMA connector | For connection to plastic fibre, FSMA connector | For connection to plastic fibre, FSMA connector | For connection to plastic fibre, FSMA connector | For connection to plastic fibre, FSMA connector | For connection to plastic fibre, FSMA connector | For connection to plastic fibre, FSMA connector
[23 empty] | For connection to glass fibre, ST connector | For connection to glass fibre, ST connector | For connection to glass fibre, ST connector | For connection to glass fibre, ST connector | For connection to glass fibre, ST connector | For connection to glass fibre, ST connector | For connection to glass fibre, ST connector | For connection to glass fibre, ST connector | For connection to glass fibre, ST connector | For connection to glass fibre, ST connector | For connection to glass fibre, ST connector | For connection to glass fibre, ST connector | For connection to glass fibre, ST connector | For connection to glass fibre, ST connector | For connection to glass fibre, ST connector | For connection to glass fibre, ST connector | For connection to glass fibre, ST connector | For connection to glass fibre, ST connector | For connection to glass fibre, ST connector | For connection to glass fibre, ST connector | For connection to glass fibre, ST connector | For connection to glass fibre, ST connector | For connection to glass fibre, ST connector | For connection to glass fibre, ST connector | For connection to glass fibre, ST connector | For connection to glass fibre, ST connector | For connection to glass fibre, ST connector | For connection to glass fibre, ST connector | For connection to glass fibre, ST connector | For connection to glass fibre, ST connector | For connection to glass fibre, ST connector | For connection to glass fibre, ST connector | For connection to glass fibre, ST connector | For connection to glass fibre, ST connector | For connection to glass fibre, ST connector | For connection to glass fibre, ST connector | For connection to glass fibre, ST connector | For connection to glass fibre, ST connector | For connection to glass fibre, ST connector | For connection to glass fibre, ST connector | For connection to glass fibre, ST connector | For connection to glass fibre, ST connector | For connection to glass fibre, ST connector | For connection to glass fibre, ST connector | For connection to glass fibre, ST connector | For connection to glass fibre, ST connector | For connection to glass fibre, ST connector | For connection to glass fibre, ST connector | For connection to glass fibre, ST connector | For connection to glass fibre, ST connector | For connection to glass fibre, ST connector | For connection to glass fibre, ST connector | For connection to glass fibre, ST connector
[23 empty] | For connection to wire, RS232 | For connection to wire, RS232 | For connection to wire, RS232 | For connection to wire, RS232 | For connection to wire, RS232 | For connection to wire, RS232 | For connection to wire, RS232 | For connection to wire, RS232 | For connection to wire, RS232 | For connection to wire, RS232 | For connection to wire, RS232 | For connection to wire, RS232 | For connection to wire, RS232 | For connection to wire, RS232 | For connection to wire, RS232 | For connection to wire, RS232 | For connection to wire, RS232 | For connection to wire, RS232 | For connection to wire, RS232 | For connection to wire, RS232 | For connection to wire, RS232 | For connection to wire, RS232 | For connection to wire, RS232 | For connection to wire, RS232 | For connection to wire, RS232 | For connection to wire, RS232 | For connection to wire, RS232 | For connection to wire, RS232 | For connection to wire, RS232 | For connection to wire, RS232 | For connection to wire, RS232 | For connection to wire, RS232 | For connection to wire, RS232 | For connection to wire, RS232 | For connection to wire, RS232 | For connection to wire, RS232 | For connection to wire, RS232 | For connection to wire, RS232 | For connection to wire, RS232 | For connection to wire, RS232 | For connection to wire, RS232 | For connection to wire, RS232 | For connection to wire, RS232 | For connection to wire, RS232 | For connection to wire, RS232 | For connection to wire, RS232 | For connection to wire, RS232 | For connection to wire, RS232 | For connection to wire, RS232 | For connection to wire, RS232 | For connection to wire, RS232 | For connection to wire, RS232 | For connection to wire, RS232
[23 empty] | -950 | -950 | -950 | -950 | -950 | -950 | -950 | -950 | -950 | -950 | -950 | -950 | -950 | -950 | -950 | -950 | -950 | -950 | -950 | -950 | -950 | -950 | -950 | -950 | -950 | -950 | -950 | -950 | -950 | -950 | -950 | -950 | -950 | -950 | -950 | -950 | -950 | -950 | -950 | -950 | -950 | -950 | -950 | -950 | -950 | -950 | -950 | -950 | -950 | -950 | -950 | -950 | -950
[23 empty] | -951 | -951 | -951 | -951 | -951 | -951 | -951 | -951 | -951 | -951 | -951 | -951 | -951 | -951 | -951 | -951 | -951 | -951 | -951 | -951 | -951 | -951 | -951 | -951 | -951 | -951 | -951 | -951 | -951 | -951 | -951 | -951 | -951 | -951 | -951 | -951 | -951 | -951 | -951 | -951 | -951 | -951 | -951 | -951 | -951 | -951 | -951 | -951 | -951 | -951 | -951 | -951 | -951
[23 empty] | -952 | -952 | -952 | -952 | -952 | -952 | -952 | -952 | -952 | -952 | -952 | -952 | -952 | -952 | -952 | -952 | -952 | -952 | -952 | -952 | -952 | -952 | -952 | -952 | -952 | -952 | -952 | -952 | -952 | -952 | -952 | -952 | -952 | -952 | -952 | -952 | -952 | -952 | -952 | -952 | -952 | -952 | -952 | -952 | -952 | -952 | -952 | -952 | -952 | -952 | -952 | -952 | -952
[23 empty] | -954 | -954 | -954 | -954 | -954 | -954 | -954 | -954 | -954 | -954 | -954 | -954 | -954 | -954 | -954 | -954 | -954 | -954 | -954 | -954 | -954 | -954 | -954 | -954 | -954 | -954 | -954 | -954 | -954 | -954 | -954 | -954 | -954 | -954 | -954 | -954 | -954 | -954 | -954 | -954 | -954 | -954 | -954 | -954 | -954 | -954 | -954 | -954 | -954 | -954 | -954 | -954 | -954
[23 empty] | -955 | -955 | -955 | -955 | -955 | -955 | -955 | -955 | -955 | -955 | -955 | -955 | -955 | -955 | -955 | -955 | -955 | -955 | -955 | -955 | -955 | -955 | -955 | -955 | -955 | -955 | -955 | -955 | -955 | -955 | -955 | -955 | -955 | -955 | -955 | -955 | -955 | -955 | -955 | -955 | -955 | -955 | -955 | -955 | -955 | -955 | -955 | -955 | -955 | -955 | -955 | -955 | -955
Comms
| -921 | -921 | -921 | -921 | -921 | -921 | -921 | -921 | -921 | -921 | -921 | -921 | -921 | -921 | -921 | -921 | -921 | -921 | -921 | -921 | -921 | -921 | -921 | -921 | -921 | -921 | -921 | -921 | -921 | -921 | -921 | -921 | -921 | -921 | -921 | -921 | -921 | -921 | -921 | -921 | -921 | -921 | -921 | -921 | -921 | -921 | -921 | -921 | -921 | -921 | -921 | -921 | -921 | -921 | -921 | -921 | -921 | -921 | -921 | -921 | -921 | -921 | -921 | -921 | -921 | -921 | -921 | -921 | -921 | -921 | -921 | -921 | -921 | -921 | -921
| -922 | -922 | -922 | -922 | -922 | -922 | -922 | -922 | -922 | -922 | -922 | -922 | -922 | -922 | -922 | -922 | -922 | -922 | -922 | -922 | -922 | -922 | -922 | -922 | -922 | -922 | -922 | -922 | -922 | -922 | -922 | -922 | -922 | -922 | -922 | -922 | -922 | -922 | -922 | -922 | -922 | -922 | -922 | -922 | -922 | -922 | -922 | -922 | -922 | -922 | -922 | -922 | -922 | -922 | -922 | -922 | -922 | -922 | -922 | -922 | -922 | -922 | -922 | -922 | -922 | -922 | -922 | -922 | -922 | -922 | -922 | -922 | -922 | -922 | -922
| -924 | -924 | -924 | -924 | -924 | -924 | -924 | -924 | -924 | -924 | -924 | -924 | -924 | -924 | -924 | -924 | -924 | -924 | -924 | -924 | -924 | -924 | -924 | -924 | -924 | -924 | -924 | -924 | -924 | -924 | -924 | -924 | -924 | -924 | -924 | -924 | -924 | -924 | -924 | -924 | -924 | -924 | -924 | -924 | -924 | -924 | -924 | -924 | -924 | -924 | -924 | -924 | -924 | -924 | -924 | -924 | -924 | -924 | -924 | -924 | -924 | -924 | -924 | -924 | -924 | -924 | -924 | -924 | -924 | -924 | -924 | -924 | -924 | -924 | -924
[32 empty] | -945 | [6 empty] | -924 | -924 | -*** | -*** | -*** | -*** | -*** | -*** | -*** | -*** | -*** | -*** | -*** | -*** | -946 | -946 | -946 | -946 | -946 | -946 | -946 | -946 | -946 | -946 | -946 | -946 | -946 | -946 | -946 | -946 | -946 | -946 | -946 | -946 | -946 | -946 | -946
[32 empty] | -946 | [6 empty] | -924 | -924 | -*** | -*** | -*** | -*** | -*** | -*** | -*** | -*** | -*** | -*** | -*** | -*** | -947 | -947 | -947 | -947 | -947 | -947 | -947 | -947 | -947 | -947 | -947 | -947 | -947 | -947 | -947 | -947 | -947 | -947 | -947 | -947 | -947 | -947 | -947
| 0 | 0 | 0 | 0 | 0 | 0 | 0 | 0 | 0 | 0 | 0 | 0 | 0 | 0 | 0 | 0 | 0 | 0 | 0 | 0 | 0 | 0 | 0 | 0 | 0 | 0 | 0 | 0 | 0 | 0 | 0 | 0 | 0 | 0 | 0 | 0 | 0 | 0 | 0 | 0 | 0 | 0 | 0 | 0 | 0 | 0 | 0 | 0 | 0 | 0 | 0 | 0 | 0 | 0 | 0 | 0 | 0 | 0 | 0 | 0 | 0 | 0 | 0 | 0 | 0 | 0 | 0 | 0 | 0 | 0 | 0 | 0 | 0 | 0 | 0
| 0 | 0 | 0 | 0 | 0 | 0 | 0 | 0 | 0 | 0 | 0 | 0 | 0 | 0 | 0 | 0 | 0 | 0 | 0 | 0 | 0 | 0 | 0 | 0 | 0 | 0 | 0 | 0 | 0 | 0 | 0 | 0 | 0 | 0 | 0 | 0 | 0 | 0 | 0 | 0 | 0 | 0 | 0 | 0 | 0 | 0 | 0 | 0 | 0 | 0 | 0 | 0 | 0 | 0 | 0 | 0 | 0 | 0 | 0 | 0 | 0 | 0 | 0 | 0 | 0 | 0 | 0 | 0 | 0 | 0 | 0 | 0 | 0 | 0 | 0
| 0 | 0 | 0 | 0 | 0 | 0 | 0 | 0 | 0 | 0 | 0 | 0 | 0 | 0 | 0 | 0 | 0 | 0 | 0 | 0 | 0 | 0 | 0 | 0 | 0 | 0 | 0 | 0 | 0 | 0 | 0 | 0 | 0 | 0 | 0 | 0 | 0 | 0 | 0 | 0 | 0 | 0 | 0 | 0 | 0 | 0 | 0 | 0 | 0 | 0 | 0 | 0 | 0 | 0 | 0 | 0 | 0 | 0 | 0 | 0 | 0 | 0 | 0 | 0 | 0 | 0 | 0 | 0 | 0 | 0 | 0 | 0 | 0 | 0 | 0
| E | E | E | E | E | E | E | E | E | E | E | E | E | E | E | E | E | E | E | E | E | E | E | E | E | E | E | E | E | E | E | E | E | E | E | E | E | bar: C to B
| F | F | F | F | F | F | F | F | F | F | F | F | F | F | F | F | F | F | F | F | F | F | F | F | F | F | F | F | F | F | F | F | F | F | F | F | F | bar: C to B
| G | G | G | G | G | G | G | G | G | G | G | G | G | G | G | G | G | G | G | G | G | G | G | G | G | G | G | G | G | G | G | G | G | G | G | G | G | bar: C to B
| * | * | * | * | * | * | * | * | * | * | * | * | * | * | * | * | * | * | * | * | * | * | * | * | * | * | * | * | * | * | * | H | * | * | * | * | * | * | G | G | * | * | * | * | -*** | -*** | -*** | -*** | -*** | -*** | -*** | -*** | J | J | J | J | J | J | J | J | J | J | J | J | J | J | J | J | J | J | J | J | J | J | J
| * | * | * | * | * | * | * | * | * | * | * | * | * | * | * | * | * | * | * | * | * | * | * | * | * | * | * | * | * | * | * | J | * | * | * | * | * | * | G | G | * | * | * | * | -*** | -*** | -*** | -*** | -*** | -*** | -*** | -*** | K | K | K | K | K | K | K | K | K | K | K | K | K | K | K | K | K | K | K | K | K | K | K
Extra Numbers in Model Number | 0 | 0 | 0 | 0 | 0 | 0 | 0 | 0 | 0 | 0 | 0 | 0 | 0 | 0 | 0 | 0 | 0 | 0 | 0 | 0 | 0 | 0 | 0 | 0 | 0 | 0 | 0 | 0 | 0 | 0 | 0 | 0 | 0 | 0 | 0 | 0 | 0 | 0 | 0 | 0 | 0 | 0 | 0 | 0 | 0 | 0 | 0 | 0 | 0 | 0 | 0 | 0 | 0 | 0 | 0 | 0 | 0 | 0 | 0 | 0 | 0 | 0 | 0 | 0 | 0 | 0 | 0 | 0 | 0 | 0 | 0 | 0 | 0 | 0 | 0
Inter-MiCOM if TGFM is Chosen | Not Available | Not Available | Not Available | Not Available | Not Available | Not Available | Not Available | Not Available | Not Available | Not Available | Not Available | Not Available | Not Available | Not Available | Not Available | Not Available | Not Available | Not Available | Not Available | Not Available | Not Available | Not Available | Not Available with Transient Ground Fault Module fitted | Not Available with Transient Ground Fault Module fitted | Not Available with Transient Ground Fault Module fitted | Not Available with Transient Ground Fault Module fitted | Not Available with Transient Ground Fault Module fitted | Not Available with Transient Ground Fault Module fitted | Not Available with Transient Ground Fault Module fitted | Not Available with Transient Ground Fault Module fitted | Not Available with Transient Ground Fault Module fitted | Not Available with Transient Ground Fault Module fitted | Not Available with Transient Ground Fault Module fitted | Not Available with Transient Ground Fault Module fitted | Not Available with Transient Ground Fault Module fitted | Not Available with Transient Ground Fault Module fitted | Not Available with Transient Ground Fault Module fitted | Not Available with Transient Ground Fault Module fitted | Not Available with Transient Ground Fault Module fitted | Not Available with Transient Ground Fault Module fitted | Not Available with Transient Ground Fault Module fitted | Not Available with Transient Ground Fault Module fitted | Not Available with Transient Ground Fault Module fitted | Not Available with Transient Ground Fault Module fitted | Not Available with Transient Ground Fault Module fitted | Not Available with Transient Ground Fault Module fitted | Not Available with Transient Ground Fault Module fitted | Not Available with Transient Ground Fault Module fitted | Not Available with Transient Ground Fault Module fitted | Not Available with Transient Ground Fault Module fitted | Not Available with Transient Ground Fault Module fitted | Not Available with Transient Ground Fault Module fitted | Not Available with Transient Ground Fault Module fitted | Not Available with Transient Ground Fault Module fitted | Not Available with Transient Ground Fault Module fitted | Not Available with Transient Ground Fault Module fitted | Not Available with Transient Ground Fault Module fitted | Not Available with Transient Ground Fault Module fitted | Not Available with Transient Ground Fault Module fitted | Not Available with Transient Ground Fault Module fitted | Not Available with Transient Ground Fault Module fitted | Not Available with Transient Ground Fault Module fitted | Not Available with Transient Ground Fault Module fitted | Not Available with Transient Ground Fault Module fitted | Not Available with Transient Ground Fault Module fitted | Not Available with Transient Ground Fault Module fitted | Not Available with Transient Ground Fault Module fitted | Not Available with Transient Ground Fault Module fitted | Not Available with Transient Ground Fault Module fitted | Not Available with Transient Ground Fault Module fitted | Not Available with Transient Ground Fault Module fitted | Not Available with Transient Ground Fault Module fitted | Not Available with Transient Ground Fault Module fitted | Not Available with Transient Ground Fault Module fitted | Not Available with Transient Ground Fault Module fitted
Inter-MiCOM continued | 0 | 0 | 0 | 0 | 0 | 0 | 0 | 0 | 0 | 0 | 0 | 0 | 0 | 0 | 0 | 0 | 0 | 0 | 0 | 0 | 0 | 0 | 0 | 0 | 0 | 0 | 0 | 0 | 0 | 0 | 0 | 0 | 0 | 0 | 0 | 0 | 0 | 0 | 0 | 0 | 0 | 0 | 0 | 0 | 0 | 0 | 0 | 0 | 0 | 0 | 0 | 0 | 0 | 0 | 0 | 0 | 0 | 0 | 0 | 0 | 0 | 0 | 0 | 0 | 0 | 0 | 0 | 0 | 0 | 0 | 0 | 0 | 0 | 0 | 0
| 0 | 0 | 0 | 0 | 0 | 0 | 0 | 0 | 0 | 0 | 0 | 0 | 0 | 0 | 0 | 0 | 0 | 0 | 0 | 0 | 0 | 0 | A | A | A | A | A | A | A | A | A | A | A | A | A | A | A | bar: C to B
| 0 | 0 | 0 | 0 | 0 | 0 | 0 | 0 | 0 | 0 | 0 | 0 | 0 | 0 | 0 | 0 | 0 | 0 | 0 | 0 | 0 | 0 | B | B | B | B | B | B | B | B | B | B | B | B | B | B | B | bar: C to B
| 0 | 0 | 0 | 0 | 0 | 0 | 0 | 0 | 0 | 0 | 0 | 0 | 0 | 0 | 0 | 0 | 0 | 0 | 0 | 0 | 0 | 0 | C | C | C | C | C | C | C | C | C | C | C | C | C | C | C | bar: C to B
[14 empty] | 0 | 0 | 0 | 0 | 0 | 0 | 0 | 0 | 0 | D | D | D | D | D | D | D | D | D | D | D | D | D | D | D | bar: C to B
1
2 | for connection to wire, RS485, isolated | for connection to plastic fibre, FSMA connector | for connection to glass fibre, ST connector | 3
3 | For connection to 100Mhz Ethernet, glass fibre SC and wire RJ45 and 2nd interface (RS485, IEC 60870-5-103) | For connection to 100Mhz Ethernet, glass fibre ST and wire RJ45 and 2nd interface (RS485, IEC 60870-5-103)
BOM | 30 | 30 | 30 | 30 | 30 | 30 | 30 | 30 | 30 | 30 | 30 | 30 | 30 | 30 | 30 | SLOT 24 Z | SLOT 24 Z | SLOT 24 Z | SLOT 24 Z | SLOT 24 Z | SLOT 24 Z | SLOT 24 Z | SLOT 24 Z | SLOT 24 Z | SLOT 24 Z | SLOT 24 Z | SLOT 24 Z | SLOT 24 Z | SLOT 24 Z | SLOT 24 Z | SLOT 24 Z | SLOT 24 Z | SLOT 24 Z | SLOT 24 Z | SLOT 24 Z | SLOT 24 Z | SLOT 24 Z | SLOT 24 Z | SLOT 24 Z | SLOT 24 Z | SLOT 24 Z | SLOT 24 Z | SLOT 24 Z | SLOT 24 Z | SLOT 24 Z | SLOT 24 Z | SLOT 24 Z | SLOT 24 Z | SLOT 24 Z | SLOT 24 Z | SLOT 24 Z | SLOT 24 Z | SLOT 24 Z | SLOT 24 Z | SLOT 24 Z | SLOT 24 Z | SLOT 24 Z | SLOT 24 Z | SLOT 24 Z | SLOT 24 Z | SLOT 24 Z | SLOT 24 Z | SLOT 24 Z | SLOT 24 Z | SLOT 24 Z | SLOT 24 Z | SLOT 24 Z | SLOT 24 Z | SLOT 24 Z | SLOT 24 Z | SLOT 24 Z | SLOT 24 Z | SLOT 24 Z | SLOT 24 Z | SLOT 24 Z
| 32 | 32 | 32 | 32 | 32 | 32 | 32 | 32 | 32 | 32 | 32 | 32 | 32 | 32 | 32 | SLOT 40 | SLOT 40 | SLOT 40 | SLOT 40 | SLOT 40 | SLOT 40 | SLOT 40 | SLOT 40 | SLOT 40 | SLOT 40 | SLOT 40 | SLOT 40 | SLOT 40 | SLOT 40 | SLOT 40 | SLOT 40 | SLOT 40 | SLOT 40 | SLOT 40 | SLOT 40 | SLOT 40 | SLOT 40 | SLOT 40 | SLOT 40 | SLOT 40 | SLOT 40 | SLOT 40 | SLOT 40 | SLOT 40 | SLOT 40 | SLOT 40 | SLOT 40 | SLOT 40 | SLOT 40 | SLOT 40 | SLOT 40 | SLOT 40 | SLOT 40 | SLOT 40 | SLOT 40 | SLOT 40 | SLOT 40 | SLOT 40 | SLOT 40 | SLOT 40 | SLOT 40 | SLOT 40 | SLOT 40 | SLOT 40 | SLOT 40 | SLOT 40 | SLOT 40 | SLOT 40 | SLOT 40 | SLOT 40 | SLOT 40 | SLOT 40 | SLOT 40 | SLOT 40 | SLOT 40
| SLOT 02 | SLOT 02 | SLOT 02 | SLOT 02 | SLOT 02 | SLOT 02 | SLOT 02 | SLOT 02 | SLOT 02 | SLOT 02 | SLOT 02 | SLOT 02 | SLOT 02 | SLOT 02 | SLOT 02 | SLOT 22 | SLOT 22 | SLOT 22 | SLOT 22 | SLOT 22 | SLOT 22 | SLOT 22 | SLOT 22 | SLOT 22 | SLOT 22 | SLOT 22 | SLOT 22 | SLOT 22 | SLOT 22 | SLOT 22 | SLOT 22 | SLOT 22 | SLOT 22 | SLOT 22 | SLOT 22 | SLOT 22 | SLOT 22 | SLOT 22 | SLOT 22 | SLOT 22 | SLOT 22 | SLOT 22 | SLOT 22 | SLOT 22 | SLOT 22 | SLOT 22 | SLOT 22 | SLOT 22 | SLOT 22 | SLOT 22 | SLOT 22 | SLOT 22 | SLOT 22 | SLOT 22 | SLOT 22 | SLOT 22 | SLOT 22 | SLOT 22 | SLOT 22 | SLOT 22 | SLOT 22 | SLOT 22 | SLOT 22 | SLOT 22 | SLOT 22 | SLOT 22 | SLOT 22 | SLOT 22 | SLOT 22 | SLOT 22 | SLOT 22 | SLOT 22 | SLOT 22 | SLOT 22 | SLOT 22
| 50 | 50 | 50 | 50 | 50 | 50 | 50 | 50 | 50 | 50 | 50 | 50 | 50 | 50 | 50 | SLOT 45 | SLOT 45 | SLOT 45 | SLOT 45 | SLOT 45 | SLOT 45 | SLOT 45 | SLOT 45 | SLOT 45 | SLOT 45 | SLOT 45 | SLOT 45 | SLOT 45 | SLOT 45 | SLOT 45 | SLOT 45 | SLOT 45 | SLOT 45 | SLOT 45 | SLOT 45 | SLOT 45 | SLOT 45 | SLOT 45 | SLOT 45 | SLOT 45 | SLOT 45 | SLOT 45 | SLOT 45 | SLOT 45 | SLOT 45 | SLOT 45 | SLOT 45 | SLOT 45 | SLOT 45 | SLOT 45 | SLOT 45 | SLOT 45 | SLOT 45 | SLOT 45 | SLOT 45 | SLOT 45 | SLOT 45 | SLOT 45 | SLOT 45 | SLOT 45 | SLOT 45 | SLOT 45 | SLOT 45 | SLOT 45 | SLOT 45 | SLOT 45 | SLOT 45 | SLOT 45 | SLOT 45 | SLOT 45 | SLOT 45 | SLOT 45 | SLOT 45 | SLOT 45 | SLOT 45
Livery change | Alstom (Available until 1/11/04) | Alstom (Available until 1/11/04) | Alstom (Available until 1/11/04) | Alstom (Available until 1/11/04) | Alstom (Available until 1/11/04) | Alstom (Available until 1/11/04) | Alstom (Available until 1/11/04) | Alstom (Available until 1/11/04) | Alstom (Available until 1/11/04) | Alstom (Available until 1/11/04) | Alstom (Available until 1/11/04) | Alstom (Available until 1/11/04) | Alstom (Available until 1/11/04) | Alstom (Available until 1/11/04) | Alstom (Available until 1/11/04) | Alstom (Available until 1/11/04) | Alstom (Available until 1/11/04) | Alstom (Available until 1/11/04) | Alstom (Available until 1/11/04) | Alstom (Available until 1/11/04) | Alstom (Available until 1/11/04) | Alstom (Available until 1/11/04) | Alstom (Available until 1/11/04) | Alstom (Available until 1/11/04) | Alstom (Available until 1/11/04) | Alstom (Available until 1/11/04) | Alstom (Available until 1/11/04) | Areva (Available from 4/10/04) | Areva (Available from 4/10/04) | Areva (Available from 4/10/04) | Areva (Available from 4/10/04) | Areva (Available from 4/10/04) | Areva (Available from 4/10/04) | Areva (Available from 4/10/04) | Areva (Available from 4/10/04) | Areva (Available from 4/10/04) | Areva (Available from 4/10/04) | Areva (Available from 4/10/04) | Areva (Available from 4/10/04) | Areva (Available from 4/10/04) | Areva (Available from 4/10/04) | Areva (Available from 4/10/04) | Areva (Available from 4/10/04) | Areva (Available from 4/10/04) | Areva (Available from 4/10/04) | Areva (Available from 4/10/04) | Areva (Available from 4/10/04) | Areva (Available from 4/10/04) | Areva (Available from 4/10/04) | Areva (Available from 4/10/04) | Areva (Available from 4/10/04) | Areva (Available from 4/10/04) | Areva (Available from 4/10/04) | Areva (Available from 4/10/04) | Areva (Available from 4/10/04) | Areva (Available from 4/10/04) | Areva (Available from 4/10/04) | Areva (Available from 4/10/04) | Areva (Available from 4/10/04) | Areva (Available from 4/10/04) | Areva (Available from 4/10/04) | Areva (Available from 4/10/04) | Areva (Available from 4/10/04) | Areva (Available from 4/10/04) | Areva (Available from 4/10/04) | Areva (Available from 4/10/04) | Areva (Available from 4/10/04) | Areva (Available from 4/10/04) | Areva (Available from 4/10/04) | Areva (Available from 4/10/04) | Areva (Available from 4/10/04) | Areva (Available from 4/10/04) | Areva (Available from 4/10/04) | Areva (Available from 4/10/04) | Areva (Available from 4/10/04)
| Areva (Available from 4/10/04) | Areva (Available from 4/10/04) | Areva (Available from 4/10/04) | Areva (Available from 4/10/04) | Areva (Available from 4/10/04) | Areva (Available from 4/10/04) | Areva (Available from 4/10/04) | Areva (Available from 4/10/04) | Areva (Available from 4/10/04) | Areva (Available from 4/10/04) | Areva (Available from 4/10/04) | Areva (Available from 4/10/04) | Areva (Available from 4/10/04) | Areva (Available from 4/10/04) | Areva (Available from 4/10/04) | Areva (Available from 4/10/04) | Areva (Available from 4/10/04) | Areva (Available from 4/10/04) | Areva (Available from 4/10/04) | Areva (Available from 4/10/04) | Areva (Available from 4/10/04) | Areva (Available from 4/10/04) | Areva (Available from 4/10/04) | Areva (Available from 4/10/04) | Areva (Available from 4/10/04) | Areva (Available from 4/10/04) | Areva (Available from 4/10/04)
| 1 | 1 | 1 | 1 | 1 | 1 | 1 | 1 | 1 | 1 | 1 | 1 | 1 | 1 | 1 | 1 | 1 | 1 | 1 | 1 | 1 | 1 | 1 | 1 | 1 | 1 | 1 | 2 | 2 | 2 | 2 | 2 | 2 | 2 | 2 | 2 | 2 | 2 | 2 | 2 | 2 | 2 | 2 | 2 | 2 | 2 | 2 | 2 | 2 | 2 | 2 | 2 | 2 | 2 | 2 | 2 | 2 | 2 | 2 | 2 | 2 | 2 | 2 | 2 | 2 | 2 | 2 | 2 | 2 | 2 | 2 | 2 | 2 | 2 | 2
| 3 | 3 | 3 | 3 | 3 | 3 | 3 | 3 | 3 | 3 | 3 | 3 | 3 | 3 | 3 | 3 | 3 | 3 | 3 | 3 | 3 | 3 | 3 | 3 | 3 | 2 | 2 | 2 | 2 | 2 | 2 | 2 | 2 | 2 | 2 | 2 | 2 | 2 | 2 | 2 | 2 | 2 | 2 | 2 | 2 | 2 | 2 | 2 | 2 | 2 | 2 | 2 | 2 | 2 | 2 | 2 | 2 | 2 | 2 | 2 | 2 | 2 | 2 | 2 | 2 | 2 | 2 | 2 | 2 | 2 | 2 | 2 | 2 | 2 | 2
BOM MATERIAL
| E9650212 | E9650212 | E9650212 | E9650212 | E9650212 | E9650212 | E9650212 | E9650212 | E9650212 | E9650212 | E9650212 | E9650212 | E9650212 | E9650212 | E9650212 | E9650212 | E9650212 | E9650212 | E9650212 | E9650212 | E9650212 | E9650212 | E9650212 | E9650212 | E9650212 | E9650212 | E9650212 | E9650212 | E9650212 | E9650212 | E9650212 | E9650212 | E9650212 | E9650212 | E9650212 | E9650212 | E9650212 | E9650212 | E9650212 | E9650212 | E9650212 | E9650212 | E9650212 | E9650212 | E9650212 | E9650212 | E9650212 | E9650212 | E9650212 | E9650212 | E9650212 | E9650212 | E9650212 | E9650212 | E9650212 | E9650212 | E9650212 | E9650212 | E9650212 | E9650212 | E9650212 | E9650212 | E9650212 | E9650212 | E9650212 | E9650212 | E9650212 | E9650212 | E9650212 | E9650212 | E9650212 | E9650212 | E9650212 | E9650212 | E9650212
| E9650299 | E9650299 | E9650299 | E9650299 | E9650299 | E9650299 | E9650299 | E9650299 | E9650299 | E9650299 | E9650299 | E9650299 | E9650299 | E9650299 | E9650299 | E9650299 | E9650299 | E9650299 | E9650299 | E9650299 | E9650299 | E9650299 | E9650299 | E9650299 | E9650299 | E9650299 | E9650299 | E9650299 | E9650299 | E9650299 | E9650299 | E9650299 | E9650299 | E9650299 | E9650299 | E9650299 | E9650299 | E9650299 | E9650299 | E9650299 | E9650299 | E9650299 | E9650299 | E9650299 | E9650299 | E9650299 | E9650299 | E9650299 | E9650299 | E9650299 | E9650299 | E9650299 | E9650299 | E9650299 | E9650299 | E9650299 | E9650299 | E9650299 | E9650299 | E9650299 | E9650299 | E9650299 | E9650299 | E9650299 | E9650299 | E9650299 | E9650299 | E9650299 | E9650299 | E9650299 | E9650299 | E9650299 | E9650299 | E9650299 | E9650299
| E9650300 | E9650300 | E9650300 | E9650300 | E9650300 | E9650300 | E9650300 | E9650300 | E9650300 | E9650300 | E9650300 | E9650300 | E9650300 | E9650300 | E9650300 | E9650300 | E9650300 | E9650300 | E9650300 | E9650300 | E9650300 | E9650300 | E9650300 | E9650300 | E9650300 | E9650300 | E9650300 | E9650300 | E9650300 | E9650300 | E9650300 | E9650300 | E9650300 | E9650300 | E9650300 | E9650300 | E9650300 | E9650300 | E9650300 | E9650300 | E9650300 | E9650300 | E9650300 | E9650300 | E9650300 | E9650300 | E9650300 | E9650300 | E9650300 | E9650300 | E9650300 | E9650300 | E9650300 | E9650300 | E9650300 | E9650300 | E9650300 | E9650300 | E9650300 | E9650300 | E9650300 | E9650300 | E9650300 | E9650300 | E9650300 | E9650300 | E9650300 | E9650300 | E9650300 | E9650300 | E9650300 | E9650300 | E9650300 | E9650300 | E9650300
| E9650320 | E9650320 | E9650320 | E9650320 | E9650320 | E9650320 | E9650320 | E9650320 | E9650320 | E9650320 | E9650320 | E9650320 | E9650320 | E9650320 | E9650320 | E9650320 | E9650320 | E9650320 | E9650320 | E9650320 | E9650320 | E9650320 | E9650320 | E9650320 | E9650320 | E9650320 | E9650320 | E9650320 | E9650320 | E9650320 | E9650320 | E9650320 | E9650320 | E9650320 | E9650320 | E9650320 | E9650320 | E9650320 | E9650320 | E9650320 | E9650320 | E9650320 | E9650320 | E9650320 | E9650320 | E9650320 | E9650320 | E9650320 | E9650320 | E9650320 | E9650320 | E9650320 | E9650320 | E9650320 | E9650320 | E9650320 | E9650320 | E9650320 | E9650320 | E9650320 | E9650320 | E9650320 | E9650320 | E9650320 | E9650320 | E9650320 | E9650320 | E9650320 | E9650320 | E9650320 | E9650320 | E9650320 | E9650320 | E9650320 | E9650320
| EGN9063001 | EGN9063001 | EGN9063001 | EGN9063001 | EGN9063001 | EGN9063001 | EGN9063001 | EGN9063001 | EGN9063001 | EGN9063001 | EGN9063001 | EGN9063001 | EGN9063001 | EGN9063001 | EGN9063001 | EGN9063001 | EGN9063001 | EGN9063001 | EGN9063001 | EGN9063001 | EGN9063001 | EGN9063001 | EGN9063001 | EGN9063001 | EGN9063001 | EGN9063001 | EGN9063001 | EGN9063001 | EGN9063001 | EGN9063001 | EGN9063001 | EGN9063001 | EGN9063001 | EGN9063001 | EGN9063001 | EGN9063001 | EGN9063001 | EGN9063001 | EGN9063001 | EGN9063001 | EGN9063001 | EGN9063001 | EGN9063001 | EGN9063001 | EGN9063001 | EGN9063001 | EGN9063001 | EGN9063001 | EGN9063001 | EGN9063001 | EGN9063001 | EGN9063001 | EGN9063001 | EGN9063001 | EGN9063001 | EGN9063001 | EGN9063001 | EGN9063001 | EGN9063001 | EGN9063001 | EGN9063001 | EGN9063001 | EGN9063001 | EGN9063001 | EGN9063001 | EGN9063001 | EGN9063001 | EGN9063001 | EGN9063001 | EGN9063001 | EGN9063001 | EGN9063001 | EGN9063001 | EGN9063001 | EGN9063001
| EGN9011012 | EGN9011012 | EGN9011012 | EGN9011012 | EGN9011012 | EGN9011012 | EGN9011012 | EGN9011012 | EGN9011012 | EGN9011012 | EGN9011012 | EGN9011012 | EGN9011012 | EGN9011012 | EGN9011012 | EGN9011012 | EGN9011012 | EGN9011012 | EGN9011012 | EGN9011012 | EGN9011012 | EGN9011012 | EGN9011012 | EGN9011012 | EGN9011012 | EGN9011012 | EGN9011012 | EGN9011012 | EGN9011012 | EGN9011012 | EGN9011012 | EGN9011012 | EGN9011012 | EGN9011012 | EGN9011012 | EGN9011012 | EGN9011012 | EGN9011012 | EGN9011012 | EGN9011012 | EGN9011012 | EGN9011012 | EGN9011012 | EGN9011012 | EGN9011012 | EGN9011012 | EGN9011012 | EGN9011012 | EGN9011012 | EGN9011012 | EGN9011012 | EGN9011012 | EGN9011012 | EGN9011012 | EGN9011012 | EGN9011012 | EGN9011012 | EGN9011012 | EGN9011012 | EGN9011012 | EGN9011012 | EGN9011012 | EGN9011012 | EGN9011012 | EGN9011012 | EGN9011012 | EGN9011012 | EGN9011012 | EGN9011012 | EGN9011012 | EGN9011012 | EGN9011012 | EGN9011012 | EGN9011012 | EGN9011012
| EGN9011013 | EGN9011013 | EGN9011013 | EGN9011013 | EGN9011013 | EGN9011013 | EGN9011013 | EGN9011013 | EGN9011013 | EGN9011013 | EGN9011013 | EGN9011013 | EGN9011013 | EGN9011013 | EGN9011013 | EGN9011013 | EGN9011013 | EGN9011013 | EGN9011013 | EGN9011013 | EGN9011013 | EGN9011013 | EGN9011013 | EGN9011013 | EGN9011013 | EGN9011013 | EGN9011013 | EGN9011013 | EGN9011013 | EGN9011013 | EGN9011013 | EGN9011013 | EGN9011013 | EGN9011013 | EGN9011013 | EGN9011013 | EGN9011013 | EGN9011013 | EGN9011013 | EGN9011013 | EGN9011013 | EGN9011013 | EGN9011013 | EGN9011013 | EGN9011013 | EGN9011013 | EGN9011013 | EGN9011013 | EGN9011013 | EGN9011013 | EGN9011013 | EGN9011013 | EGN9011013 | EGN9011013 | EGN9011013 | EGN9011013 | EGN9011013 | EGN9011013 | EGN9011013 | EGN9011013 | EGN9011013 | EGN9011013 | EGN9011013 | EGN9011013 | EGN9011013 | EGN9011013 | EGN9011013 | EGN9011013 | EGN9011013 | EGN9011013 | EGN9011013 | EGN9011013 | EGN9011013 | EGN9011013 | EGN9011013
| EGN9011015 | EGN9011015 | EGN9011015 | EGN9011015 | EGN9011015 | EGN9011015 | EGN9011015 | EGN9011015 | EGN9011015 | EGN9011015 | EGN9011015 | EGN9011015 | EGN9011015 | EGN9011015 | EGN9011015 | EGN9011015 | EGN9011015 | EGN9011015 | EGN9011015 | EGN9011015 | EGN9011015 | EGN9011015 | EGN9011015 | EGN9011015 | EGN9011015 | EGN9011015 | EGN9011015 | EGN9011015 | EGN9011015 | EGN9011015 | EGN9011015 | EGN9011015 | EGN9011015 | EGN9011015 | EGN9011015 | EGN9011015 | EGN9011015 | EGN9011015 | EGN9011015 | EGN9011015 | EGN9011015 | EGN9011015 | EGN9011015 | EGN9011015 | EGN9011015 | EGN9011015 | EGN9011015 | EGN9011015 | EGN9011015 | EGN9011015 | EGN9011015 | EGN9011015 | EGN9011015 | EGN9011015 | EGN9011015 | EGN9011015 | EGN9011015 | EGN9011015 | EGN9011015 | EGN9011015 | EGN9011015 | EGN9011015 | EGN9011015 | EGN9011015 | EGN9011015 | EGN9011015 | EGN9011015 | EGN9011015 | EGN9011015 | EGN9011015 | EGN9011015 | EGN9011015 | EGN9011015 | EGN9011015 | EGN9011015
| EGN9011045 | EGN9011045 | EGN9011045 | EGN9011045 | EGN9011045 | EGN9011045 | EGN9011045 | EGN9011045 | EGN9011045 | EGN9011045 | EGN9011045 | EGN9011045 | EGN9011045 | EGN9011045 | EGN9011045 | EGN9011045 | EGN9011045 | EGN9011045 | EGN9011045 | EGN9011045 | EGN9011045 | EGN9011045 | EGN9011045 | EGN9011045 | EGN9011045 | EGN9011045 | EGN9011045 | EGN9011045 | EGN9011045 | EGN9011045 | EGN9011045 | EGN9011045 | EGN9011045 | EGN9011045 | EGN9011045 | EGN9011045 | EGN9011045 | EGN9011045 | EGN9011045 | EGN9011045 | EGN9011045 | EGN9011045 | EGN9011045 | EGN9011045 | EGN9011045 | EGN9011045 | EGN9011045 | EGN9011045 | EGN9011045 | EGN9011045 | EGN9011045 | EGN9011045 | EGN9011045 | EGN9011045 | EGN9011045 | EGN9011045 | EGN9011045 | EGN9011045 | EGN9011045 | EGN9011045 | EGN9011045 | EGN9011045 | EGN9011045 | EGN9011045 | EGN9011045 | EGN9011045 | EGN9011045 | EGN9011045 | EGN9011045 | EGN9011045 | EGN9011045 | EGN9011045 | EGN9011045 | EGN9011045 | EGN9011045
Inter-MiCOM if TGFM is Chosen | [13 empty] | Not Available | Not Available | Not Available | Not Available | Not Available | Not Available | Not Available | Not Available | Not Available | Not Available with RTD Module fitted | Not Available with RTD Module fitted | Not Available with Transient Ground Fault Module fitted | Not Available with RTD Module fitted | Not Available with RTD Module fitted | Not Available with RTD Module fitted | Not Available with RTD Module fitted | Not Available with RTD Module fitted | Not Available with RTD Module fitted | Not Available with RTD Module fitted | Not Available with RTD Module fitted | Not Available with RTD Module fitted | Not Available with RTD Module fitted | Not Available with RTD Module fitted | Not Available with RTD Module fitted | Not Available with RTD Module fitted | Not Available with RTD Module fitted | Not Available with RTD Module fitted | Not Available with RTD Module fitted | Not Available with RTD Module fitted | Not Available with RTD Module fitted | Not Available with RTD Module fitted | Not Available with RTD Module fitted | Not Available with RTD Module fitted | Not Available with RTD Module fitted | Not Available with RTD Module fitted | Not Available with RTD Module fitted | Not Available with RTD Module fitted | Not Available with RTD Module fitted | Not Available with RTD Module fitted | Not Available with RTD Module fitted | Not Available with RTD Module fitted | Not Available with RTD Module fitted | Not Available with RTD Module fitted | Not Available with RTD Module fitted | Not Available with RTD Module fitted | Not Available with RTD Module fitted | Not Available with RTD Module fitted | Not Available with RTD Module fitted | Not Available with RTD Module fitted | Not Available with RTD Module fitted | Not Available with RTD Module fitted | Not Available with RTD Module fitted | Not Available with RTD Module fitted | Not Available with RTD Module fitted | Not Available with RTD Module fitted | Not Available with RTD Module fitted | Not Available with RTD Module fitted | Not Available with RTD Module fitted | Not Available with RTD Module fitted | Not Available with RTD Module fitted | Not Available with RTD Module fitted | Not Available with RTD Module fitted
| basic complement with 4 binary inputs and 8 output relays | basic complement with 4 binary inputs and 8 output relays | basic complement with 4 binary inputs and 8 output relays | basic complement with 4 binary inputs and 8 output relays | basic complement with 4 binary inputs and 8 output relays | basic complement with 4 binary inputs and 8 output relays | basic complement with 4 binary inputs and 8 output relays | basic complement with 4 binary inputs and 8 output relays | basic complement with 4 binary inputs and 8 output relays | basic complement with 4 binary inputs and 8 output relays | basic complement with 4 binary inputs and 8 output relays | basic complement with 4 binary inputs and 8 output relays | basic complement with 4 binary inputs and 8 output relays | basic complement with 4 binary inputs and 8 output relays | basic complement with 4 binary inputs and 8 output relays | basic complement with 4 binary inputs and 8 output relays | basic complement with 4 binary inputs and 8 output relays | basic complement with 4 binary inputs and 8 output relays | basic complement with 4 binary inputs and 8 output relays | basic complement with 4 binary inputs and 8 output relays | basic complement with 4 binary inputs and 8 output relays | basic complement with 4 binary inputs and 8 output relays | basic complement with 4 binary inputs and 8 output relays | basic complement with 4 binary inputs and 8 output relays | basic complement with 4 binary inputs and 8 output relays | basic complement with 4 binary inputs and 8 output relays | basic complement with 4 binary inputs and 8 output relays | basic complement with 4 binary inputs and 8 output relays | basic complement with 4 binary inputs and 8 output relays | basic complement with 4 binary inputs and 8 output relays | basic complement with 4 binary inputs and 8 output relays | basic complement with 4 binary inputs and 8 output relays | basic complement with 4 binary inputs and 8 output relays | basic complement with 4 binary inputs and 8 output relays | basic complement with 4 binary inputs and 8 output relays | basic complement with 4 binary inputs and 8 output relays | basic complement with 4 binary inputs and 8 output relays | basic complement with 4 binary inputs and 8 output relays | basic complement with 4 binary inputs and 8 output relays | basic complement with 4 binary inputs and 8 output relays | basic complement with 4 binary inputs and 8 output relays | basic complement with 4 binary inputs and 8 output relays | basic complement with 4 binary inputs and 8 output relays | basic complement with 4 binary inputs and 8 output relays | basic complement with 4 binary inputs and 8 output relays | basic complement with 4 binary inputs and 8 output relays | basic complement with 4 binary inputs and 8 output relays | basic complement with 4 binary inputs and 8 output relays | basic complement with 4 binary inputs and 8 output relays | basic complement with 4 binary inputs and 8 output relays | basic complement with 4 binary inputs and 8 output relays | basic complement with 4 binary inputs and 8 output relays | basic complement with 4 binary inputs and 8 output relays | basic complement with 4 binary inputs and 8 output relays | basic complement with 4 binary inputs and 8 output relays | basic complement with 4 binary inputs and 8 output relays | basic complement with 4 binary inputs and 8 output relays | basic complement with 4 binary inputs and 8 output relays | basic complement with 4 binary inputs and 8 output relays | basic complement with 4 binary inputs and 8 output relays | basic complement with 4 binary inputs and 8 output relays | basic complement with 4 binary inputs and 8 output relays | basic complement with 4 binary inputs and 8 output relays | basic complement with 4 binary inputs and 8 output relays | basic complement with 4 binary inputs and 8 output relays | basic complement with 4 binary inputs and 8 output relays | basic complement with 4 binary inputs and 8 output relays | basic complement with 4 binary inputs and 8 output relays | basic complement with 4 binary inputs and 8 output relays | basic complement with 4 binary inputs and 8 output relays | basic complement with 4 binary inputs and 8 output relays | basic complement with 4 binary inputs and 8 output relays | basic complement with 4 binary inputs and 8 output relays | basic complement with 4 binary inputs and 8 output relays | basic complement with 4 binary inputs and 8 output relays
| and 6 binary inputs and 6 output relays | and 6 binary inputs and 6 output relays | and 6 binary inputs and 6 output relays | and 6 binary inputs and 6 output relays | and 6 binary inputs and 6 output relays | and 6 binary inputs and 6 output relays | and 6 binary inputs and 6 output relays | and 6 binary inputs and 6 output relays | and 6 binary inputs and 6 output relays | and 6 binary inputs and 6 output relays | and 6 binary inputs and 6 output relays | and 6 binary inputs and 6 output relays | and 6 binary inputs and 6 output relays | and 6 binary inputs and 6 output relays | and 6 binary inputs and 6 output relays | and 6 binary inputs and 6 output relays | and 6 binary inputs and 6 output relays | and 6 binary inputs and 6 output relays | and 6 binary inputs and 6 output relays | and 6 binary inputs and 6 output relays | and 6 binary inputs and 6 output relays | and 6 binary inputs and 6 output relays | and 6 binary inputs and 6 output relays | and 6 binary inputs and 6 output relays | and 6 binary inputs and 6 output relays | and 6 binary inputs and 6 output relays | and 6 binary inputs and 6 output relays | and 6 binary inputs and 6 output relays | and 6 binary inputs and 6 output relays | and 6 binary inputs and 6 output relays | and 6 binary inputs and 6 output relays | and 6 binary inputs and 6 output relays | and 6 binary inputs and 6 output relays | and 6 binary inputs and 6 output relays | and 6 binary inputs and 6 output relays | and 6 binary inputs and 6 output relays | and 6 binary inputs and 6 output relays | and 6 binary inputs and 6 output relays | and 6 binary inputs and 6 output relays | and 6 binary inputs and 6 output relays | and 6 binary inputs and 6 output relays | and 6 binary inputs and 6 output relays | and 6 binary inputs and 6 output relays | and 6 binary inputs and 6 output relays | and 6 binary inputs and 6 output relays | and 6 binary inputs and 6 output relays | and 6 binary inputs and 6 output relays | and 6 binary inputs and 6 output relays | and 6 binary inputs and 6 output relays | and 6 binary inputs and 6 output relays | and 6 binary inputs and 6 output relays | and 6 binary inputs and 6 output relays | and 6 binary inputs and 6 output relays | and 6 binary inputs and 6 output relays | and 6 binary inputs and 6 output relays | and 6 binary inputs and 6 output relays | and 6 binary inputs and 6 output relays | and 6 binary inputs and 6 output relays | and 6 binary inputs and 6 output relays | and 6 binary inputs and 6 output relays | and 6 binary inputs and 6 output relays | and 6 binary inputs and 6 output relays | and 6 binary inputs and 6 output relays | and 6 binary inputs and 6 output relays | and 6 binary inputs and 6 output relays | and 6 binary inputs and 6 output relays | and 6 binary inputs and 6 output relays | and 6 binary inputs and 6 output relays | and 6 binary inputs and 6 output relays | and 6 binary inputs and 6 output relays | and 6 binary inputs and 6 output relays | and 6 binary inputs and 6 output relays | and 6 binary inputs and 6 output relays | and 6 binary inputs and 6 output relays | and 6 binary inputs and 6 output relays
| (2-pole) | (2-pole) | (2-pole) | (2-pole) | (2-pole) | (2-pole) | (2-pole) | (2-pole) | (2-pole) | (2-pole) | (2-pole) | (2-pole) | (2-pole) | (2-pole) | (2-pole) | (2-pole) | (2-pole) | (2-pole) | (2-pole) | (2-pole) | (2-pole) | (2-pole) | (2-pole) | (2-pole) | (2-pole) | (2-pole) | (2-pole) | (2-pole) | (2-pole) | (2-pole) | (2-pole) | (2-pole) | (2-pole) | (2-pole) | (2-pole) | (2-pole) | (2-pole) | (2-pole) | (2-pole) | (2-pole) | (2-pole) | (2-pole) | (2-pole) | (2-pole) | (2-pole) | (2-pole) | (2-pole) | (2-pole) | (2-pole) | (2-pole) | (2-pole) | (2-pole) | (2-pole) | (2-pole) | (2-pole) | (2-pole) | (2-pole) | (2-pole) | (2-pole) | (2-pole) | (2-pole) | (2-pole) | (2-pole) | (2-pole) | (2-pole) | (2-pole) | (2-pole) | (2-pole) | (2-pole) | (2-pole) | (2-pole) | (2-pole) | (2-pole) | (2-pole) | (2-pole)
| for the control of 3 switchgear units. | for the control of 3 switchgear units. | for the control of 3 switchgear units. | for the control of 3 switchgear units. | for the control of 3 switchgear units. | for the control of 3 switchgear units. | for the control of 3 switchgear units. | for the control of 3 switchgear units. | for the control of 3 switchgear units. | for the control of 3 switchgear units. | for the control of 3 switchgear units. | for the control of 3 switchgear units. | for the control of 3 switchgear units. | for the control of 3 switchgear units. | for the control of 3 switchgear units. | for the control of 3 switchgear units. | for the control of 3 switchgear units. | for the control of 3 switchgear units. | for the control of 3 switchgear units. | for the control of 3 switchgear units. | for the control of 3 switchgear units. | for the control of 3 switchgear units. | for the control of 3 switchgear units. | for the control of 3 switchgear units. | for the control of 3 switchgear units. | for the control of 3 switchgear units. | for the control of 3 switchgear units. | for the control of 3 switchgear units. | for the control of 3 switchgear units. | for the control of 3 switchgear units. | for the control of 3 switchgear units. | for the control of 3 switchgear units. | for the control of 3 switchgear units. | for the control of 3 switchgear units. | for the control of 3 switchgear units. | for the control of 3 switchgear units. | for the control of 3 switchgear units. | for the control of 3 switchgear units. | for the control of 3 switchgear units. | for the control of 3 switchgear units. | for the control of 3 switchgear units. | for the control of 3 switchgear units. | for the control of 3 switchgear units. | for the control of 3 switchgear units. | for the control of 3 switchgear units. | for the control of 3 switchgear units. | for the control of 3 switchgear units. | for the control of 3 switchgear units. | for the control of 3 switchgear units. | for the control of 3 switchgear units. | for the control of 3 switchgear units. | for the control of 3 switchgear units. | for the control of 3 switchgear units. | for the control of 3 switchgear units. | for the control of 3 switchgear units. | for the control of 3 switchgear units. | for the control of 3 switchgear units. | for the control of 3 switchgear units. | for the control of 3 switchgear units. | for the control of 3 switchgear units. | for the control of 3 switchgear units. | for the control of 3 switchgear units. | for the control of 3 switchgear units. | for the control of 3 switchgear units. | for the control of 3 switchgear units. | for the control of 3 switchgear units. | for the control of 3 switchgear units. | for the control of 3 switchgear units. | for the control of 3 switchgear units. | for the control of 3 switchgear units. | for the control of 3 switchgear units. | for the control of 3 switchgear units. | for the control of 3 switchgear units. | for the control of 3 switchgear units. | for the control of 3 switchgear units.
| E9650564 | E9650564 | E9650564 | E9650564 | E9650564 | E9650564 | E9650564 | E9650564 | E9650564 | E9650564 | E9650564 | E9650564 | E9650564 | E9650564 | E9650564 | E9650564 | E9650564 | E9650564 | E9650564 | E9650564 | E9650564 | E9650564 | E9650564 | E9650564 | E9650564 | E9650564 | E9650564 | E9650564 | E9650564 | E9650564 | E9650564 | E9650564 | E9650564 | E9650564 | E9650564 | E9650564 | E9650564 | E9650564 | E9650564 | E9650564 | E9650564 | E9650564 | E9650564 | E9650564 | E9650564 | E9650564 | E9650564 | E9650564 | E9650564 | E9650564 | E9650564 | E9650564 | E9650564 | E9650564 | E9650564 | E9650564 | E9650564 | E9650564 | E9650564 | E9650564 | E9650564 | E9650564 | E9650564 | E9650564 | E9650564 | E9650564 | E9650564 | E9650564 | E9650564 | E9650564 | E9650564 | E9650564 | E9650564 | E9650564 | E9650564
| E9650740 | E9650740 | E9650740 | E9650740 | E9650740 | E9650740 | E9650740 | E9650740 | E9650740 | E9650740 | E9650740 | E9650740 | E9650740 | E9650740 | E9650740 | E9650740 | E9650740 | E9650740 | E9650740 | E9650740 | E9650740 | E9650740 | E9650740 | E9650740 | E9650740 | E9650740 | E9650740 | E9650740 | E9650740 | E9650740 | E9650740 | E9650740 | E9650740 | E9650740 | E9650740 | E9650740 | E9650740 | E9650740 | E9650740 | E9650740 | E9650740 | E9650740 | E9650740 | E9650740 | E9650740 | E9650740 | E9650740 | E9650740 | E9650740 | E9650740 | E9650740 | E9650740 | E9650740 | E9650740 | E9650740 | E9650740 | E9650740 | E9650740 | E9650740 | E9650740 | E9650740 | E9650740 | E9650740 | E9650740 | E9650740 | E9650740 | E9650740 | E9650740 | E9650740 | E9650740 | E9650740 | E9650740 | E9650740 | E9650740 | E9650740
| E9650741 | E9650741 | E9650741 | E9650741 | E9650741 | E9650741 | E9650741 | E9650741 | E9650741 | E9650741 | E9650741 | E9650741 | E9650741 | E9650741 | E9650741 | E9650741 | E9650741 | E9650741 | E9650741 | E9650741 | E9650741 | E9650741 | E9650741 | E9650741 | E9650741 | E9650741 | E9650741 | E9650741 | E9650741 | E9650741 | E9650741 | E9650741 | E9650741 | E9650741 | E9650741 | E9650741 | E9650741 | E9650741 | E9650741 | E9650741 | E9650741 | E9650741 | E9650741 | E9650741 | E9650741 | E9650741 | E9650741 | E9650741 | E9650741 | E9650741 | E9650741 | E9650741 | E9650741 | E9650741 | E9650741 | E9650741 | E9650741 | E9650741 | E9650741 | E9650741 | E9650741 | E9650741 | E9650741 | E9650741 | E9650741 | E9650741 | E9650741 | E9650741 | E9650741 | E9650741 | E9650741 | E9650741 | E9650741 | E9650741 | E9650741
| E9650552 | E9650552 | E9650552 | E9650552 | E9650552 | E9650552 | E9650552 | E9650552 | E9650552 | E9650552 | E9650552 | E9650552 | E9650552 | E9650552 | E9650552 | E9650552 | E9650552 | E9650552 | E9650552 | E9650552 | E9650552 | E9650552 | E9650552 | E9650552 | E9650552 | E9650552 | E9650552 | E9650552 | E9650552 | E9650552 | E9650552 | E9650552 | E9650552 | E9650552 | E9650552 | E9650552 | E9650552 | E9650552 | E9650552 | E9650552 | E9650552 | E9650552 | E9650552 | E9650552 | E9650552 | E9650552 | E9650552 | E9650552 | E9650552 | E9650552 | E9650552 | E9650552 | E9650552 | E9650552 | E9650552 | E9650552 | E9650552 | E9650552 | E9650552 | E9650552 | E9650552 | E9650552 | E9650552 | E9650552 | E9650552 | E9650552 | E9650552 | E9650552 | E9650552 | E9650552 | E9650552 | E9650552 | E9650552 | E9650552 | E9650552

## Codes (hidden)
|  |  | 2013-04-05 | 2 | 2
LTHJ25 |  |  | 2008-02-15 | 2008-06-06 | 2009-02-04 | 2010-09-17 | 2011-03-07 | 2011-03-08 | 2011-11-14 | 2011-11-24 | 2011-12-01 | 2011-12-06 | 2012-01-10 | 2012-03-05 | 2012-03-06 | 2012-03-07 | 2012-08-22 | 2013-03-04 | 2013-04-05 | 2013-04-06 | 2013-05-30 | 2013-07-16 | 2013-08-14 | 2013-11-07 | 2014-03-27 | 2014-08-27 | 2014-12-04 | 2015-02-16 |  | Last Issue Used = TD
1 | ***2* | ** | ***2* | ***2* | ***2* | ***2* | ***2* | ***2* | ***2* | ***2* | ***2* | ***2* | ***2* | ***2* | ***2* | ***2* | ***2* | ***2* | ***2* | ***2* | ***2* | ***2* | ***2* | ***2* | ***2* | ***2* | ***2* | ***2* | 1
2 | LTHJ20 | TB | GKMQ20 | GKN 20 | GKNT22 | GKNB20 | HNS 23 | GKNB22 | HNSC23 | JQH 20 | KQH 20 | GKND20 | LTH 20 | LTHE20 | HNSG20 | HNSL20 | LTHH20 | LTHI20 | LTHJ20 | LTHK20 | MTB 20 | MTB 20 | MTAA20 | MTBA20 | MTCA20 | LTHO20 | NTD 20 | OWE 20 | 2
3 | LTHJ21 | TB | GKMQ21 | GKN 21 | GKNT23 | GKNB21 | GKNB25 | ING 23 | GKNB25 | JQH 21 | KQH 21 | GKND21 | LTH 21 | LTHE21 | HNSG21 | HNSL21 | LTHH21 | LTHI21 | LTHJ21 | LTHK21 | MTB 21 | MTB 21 | MTAA21 | MTBA21 | MTCA21 | LTHO21 | NTD 21 | OWE 21 | 3
4 | LTHJ22 | TB | GKMQ22 | GKN 23 | GKNT25 | GKNB22 | HOS 23 | GKNB25 | HOSC23 | JQH 24 | KQH 24 | GLND20 | LTH 24 | LTHE22 | HNSG22 | HNSL22 | LTHH22 | LTHI22 | LTHJ22 | LTHK22 | MUB 20 | MTB 24 | MUAA20 | MUBA20 | MTCA22 | LTHO22 | NTD 22 | OWE 24 | 4
5 | LTHJ23 | TB | GKMQ23 | GLN 20 | GLNT22 | GKNB23 | GLNB25 | GLNB22 | GLNB25 | JQH 25 | KQH 25 | GLND21 | LTH 25 | LTHE23 | HNSG23 | HNSL23 | LTHH23 | LTHI23 | LTHJ23 | LTHK23 | MUB 21 | MUB 20 | MUAA21 | MUBA21 | MTCA24 | LTHO23 | NTD 24 | OXE 20 | 5
6 | LTHJ24 | TB | GLMQ20 | GLN 21 | GLNT23 | GKNB25 | HPS 23 | IOG 23 | HPSC23 | JRH 20 | KRH 20 | GMND20 | LUH 20 | LTHE24 | HNSG25 | HNSL25 | LTHH24 | LTHI24 | LTHJ24 | LTHK24 | MVB 20 | MUB 21 | MVAA20 | MVBA20 | MUCA20 | LTHO24 | NTD 25 | OXE 21 | 6
7 | LTHJ25 | TB | GLMQ21 | GLN 23 | GLNT25 | GLNB20 | GMNB25 | GLNB25 | GMNB25 | JRH 21 | KRH 21 | GMND21 | LUH 21 | LTHE25 | HOSG20 | HOSL20 | LTHH25 | LTHI25 | LTHJ25 | LTHK25 | MVB 21 | MUB 24 | MVAA21 | MVBA21 | MUCA21 | LTHO25 | NUD 20 | OXE 24 | 7
8 | LUHJ20 | TC | GLMQ22 | GMN 20 | GMNT22 | GLNB21 | HNS 20 | GMNB22 | HNSC20 | JRH 24 | KRH 24 |  | LUH 24 | LUHE20 | HOSG21 | HOSL21 | LUHH20 | LUHI20 | LUHJ20 | LUHK20 |  | MVB 20 |  |  | MUCA22 | LUHO20 | NUD 21 | OYE 20 | 8
9 | LUHJ21 | TC | GLMQ23 | GMN 21 | GMNT23 | GLNB22 | HNS 21 | IPG 23 | HNSC21 | JRH 25 | KRH 25 |  | LUH 25 | LUHE21 | HOSG22 | HOSL22 | LUHH21 | LUHI21 | LUHJ21 | LUHK21 |  | MVB 21 |  |  | MUCA24 | LUHO21 | NUD 22 | OYE 21 | 9
10 | LUHJ22 | TC | GMMQ20 | GMN 23 | GMNT25 | GLNB23 | GKNB22 | GMNB25 | GKNB22 | JSH 20 | KSH 20 |  | LVH 20 | LUHE22 | HOSG23 | HOSL23 | LUHH22 | LUHI22 | LUHJ22 | LUHK22 |  | MVB 24 |  |  | MVCA20 | LUHO22 | NUD 24 | OYE 24 | 10
11 | LUHJ23 | TC | GMMQ21 |  | HNO 20 | GLNB25 | HOS 20 | ING 20 | HOSC20 | JSH 21 | KSH 21 |  | LVH 21 | LUHE23 | HOSG25 | HOSL25 | LUHH23 | LUHI23 | LUHJ23 | LUHK23 |  |  |  |  | MVCA21 | LUHO23 | NUD 25 |  | 11
12 | LUHJ24 | TC | GMMQ22 |  | HNO 21 | GMNB20 | HOS 21 | ING 21 | HOSC21 | JSH 24 | KSH 24 |  | LVH 24 | LUHE24 | HPSG20 | HPSL20 | LUHH24 | LUHI24 | LUHJ24 | LUHK24 |  |  |  |  | MVCA22 | LUHO24 | NVD 20 |  | 12
13 | LUHJ25 | TC | GMMQ23 |  | HOO 20 | GMNB21 | GLNB22 | ING 24 | GLNB22 | JSH 25 | KSH 25 |  | LVH 25 | LUHE25 | HPSG21 | HPSL21 | LUHH25 | LUHI25 | LUHJ25 | LUHK25 |  |  |  |  | MVCA24 | LUHO25 | NVD 21 |  | 13
14 | LVHJ20 | TD | 2009-02-04: HOO 21; 2010-09-17: GMNB22; 2011-03-07: HPS 20; 2011-03-08: ING 26; 2011-11-14: HPSC20; 2012-03-05: LVHE20; 2012-03-06: HPSG22; 2012-03-07: HPSL22; 2012-08-22: LVHH20; 2013-03-04: LVHI20; 2013-04-05: LVHJ20; 2013-04-06: LVHK20; 2014-08-27: LVHO20; 2014-12-04: NVD 22 | 14
15 | LVHJ21 | TD | 2009-02-04: HPO 20; 2010-09-17: GMNB23; 2011-03-07: HPS 21; 2011-03-08: IOG 20; 2011-11-14: HPSC21; 2012-03-05: LVHE21; 2012-03-06: HPSG23; 2012-03-07: HPSL23; 2012-08-22: LVHH21; 2013-03-04: LVHI21; 2013-04-05: LVHJ21; 2013-04-06: LVHK21; 2014-08-27: LVHO21; 2014-12-04: NVD 25 | 15
16 | LVHJ22 | TD | 2009-02-04: HPO 21; 2010-09-17: GMNB25; 2011-03-07: GMNB22; 2011-03-08: IOG 21; 2011-11-14: GMNB22; 2012-03-05: LVHE22; 2012-03-06: HPSG25; 2012-03-07: HPSL25; 2012-08-22: LVHH22; 2013-03-04: LVHI22; 2013-04-05: LVHJ22; 2013-04-06: LVHK22; 2014-08-27: LVHO22 | 16
17 | LVHJ23 | TD | 2011-03-08: IOG 24; 2012-03-05: LVHE23; 2012-08-22: LVHH23; 2013-03-04: LVHI23; 2013-04-05: LVHJ23; 2013-04-06: LVHK23; 2014-08-27: LVHO23 | 17
18 | LVHJ24 | TD | 2011-03-08: IOG 26; 2012-03-05: LVHE24; 2012-08-22: LVHH24; 2013-03-04: LVHI24; 2013-04-05: LVHJ24; 2013-04-06: LVHK24; 2014-08-27: LVHO24 | 18
19 | LVHJ25 | TD | 2011-03-08: IPG 20; 2012-03-05: LVHE25; 2012-08-22: LVHH25; 2013-03-04: LVHI25; 2013-04-05: LVHJ25; 2013-04-06: LVHK25; 2014-08-27: LVHO25 | 19
20 |  |  | 2011-03-08: IPG 21 | 20
21 |  |  | 2011-03-08: IPG 24 | 21
22 |  |  | 2011-03-08: IPG 26 | 22
23 | [28 empty] | 23
24 | [28 empty] | 24
25 | [28 empty] | 25
26 | [28 empty] | 26
27 | [28 empty] | 27
28 | [28 empty] | 28
29 | [28 empty] | 29
30 | [28 empty] | 30
31 | [28 empty] | 1 | bar: 2008-02-15 to 2015-02-16
32 |  |  | PJ | PM | QC | RN | RR | RN | RY | SB | SE | SH | SL | SP | SS | TE | SV | SY | TB | TH | XD | XD | XG | XK | XR | TL | XU | XZ | 2
33 |  |  | PJ | PM | QC | RN | RN | RU | RN | SB | SE | SH | SL | SP | SS | TE | SV | SY | TB | TH | XD | XD | XG | XK | XR | TL | XU | XZ | 3
34 |  |  | PJ | PM | QC | RN | RS | RN | RZ | SB | SE | SJ | SL | SP | SS | TE | SV | SY | TB | TH | XE | XD | XH | XL | XR | TL | XU | XZ | 4
35 |  |  | PJ | PP | QD | RN | RP | RP | RP | SB | SE | SJ | SL | SP | SS | TE | SV | SY | TB | TH | XE | XE | XH | XL | XR | TL | XU | YA | 5
36 |  |  | PK | PP | QD | RN | RT | RV | SA | SC | SF | SK | SM | SP | SS | TE | SV | SY | TB | TH | XF | XE | XJ | XM | XS | TL | XU | YA | 6
37 |  |  | PK | PP | QD | RP | RQ | RP | RQ | SC | SF | SK | SM | SP | ST | TF | SV | SY | TB | TH | XF | XE | XJ | XM | XS | TL | XV | YA | 7
38 |  |  | PK | PN | QE | RP | RR | RQ | RY | SC | SF |  | SM | SQ | ST | TF | SW | SZ | TC | TJ |  | XF |  |  | XS | TM | XV | YB | 8
39 |  |  | PK | PN | QE | RP | RR | RX | RY | SC | SF |  | SM | SQ | ST | TF | SW | SZ | TC | TJ |  | XF |  |  | XS | TM | XV | YB | 9
40 |  |  | PL | PN | QE | RP | RN | RQ | RN | SD | SG |  | SN | SQ | ST | TF | SW | SZ | TC | TJ |  | XF |  |  | XT | TM | XV | YB | 10
41 |  |  | PL |  | PZ | RP | RS | RU | RZ | SD | SG |  | SN | SQ | ST | TF | SW | SZ | TC | TJ |  |  |  |  | XT | TM | XV |  | 11
42 |  |  | PL |  | PZ | RQ | RS | RU | RZ | SD | SG |  | SN | SQ | SU | TG | SW | SZ | TC | TJ |  |  |  |  | XT | TM | XY |  | 12
43 |  |  | PL |  | QA | RQ | RP | RU | RP | SD | SG |  | SN | SQ | SU | TG | SW | SZ | TC | TJ |  |  |  |  | XT | TM | XY |  | 13
44 |  |  |  |  | QA | RQ | RT | RU | SA |  |  |  |  | SR | SU | TG | SX | TA | TD | TK | [5 empty] | TN | XY |  | 14
45 |  |  |  |  | QB | RQ | RT | RV | SA |  |  |  |  | SR | SU | TG | SX | TA | TD | TK | [5 empty] | TN | XY |  | 15
46 |  |  |  |  | QB | RQ | RQ | RV | RQ |  |  |  |  | SR | SU | TG | SX | TA | TD | TK | [5 empty] | TN | XY |  | 16
47 | [7 empty] | RV | [5 empty] | SR |  |  | SX | TA | TD | TK | [5 empty] | TN |  |  | 17
48 | [7 empty] | RV | [5 empty] | SR |  |  | SX | TA | TD | TK | [5 empty] | TN |  |  | 18
49 | [7 empty] | RX | [5 empty] | SR |  |  | SX | TA | TD | TK | [5 empty] | TN |  |  | 19
50 | [7 empty] | RX | [20 empty] | 20
51 | [7 empty] | RX | [20 empty] | 21
52 | [7 empty] | RX | [20 empty] | 22
53 | [28 empty] | 23
54 | [28 empty] | 24
55 | [28 empty] | 25
56 | [28 empty] | 26
57 | [28 empty] | 27
58 | [28 empty] | 28
59 | [28 empty] | 29
60 | [28 empty] | 30
|  |  | 2 | 2 | 2 | 2 | 2 | 2 | 2 | 2 | 2 | 2 | 2 | 2 | 2 | 2 | 2 | 2 | 2 | 2 | 2 | 2 | 2 | 2 | 2 | 2 | 2 | 2

## Codes HIST (hidden)
|  |  | 2013-04-05 | 2
LTHJ25 | [57 empty] | Last Issue Used = RX | time axis 2002-02-19 to 2011-03-08
1 | ***2* | ** | A1A 10 | B2B 10 | B2BA10 | B2BB10 | B2BB10 | B2BB15 | B2BB15 | CBBB15 | BBBB15 | CBD 12 | DED 10 | CBD 12 | CBD 12 | CBD 22 | CBD 22 | FHJD20 | CBD 22 | CBD 22 | CBD 22 | DEEC25 | DEEC25 | DEEC25 | DEEC25 | DEEC25 | DEEC25 | DEEC25 | DEEC25 | DEEC25 | DEEC25 | DEEC25 | DEEC25 | GKNR20 | GKNS20 | GKNT20 | ***2* | GKNU20 | ***2* | ***2* | GKNV20 | GKNW20 | ***2* | ***2* | ***2* | ***2* | ***2* | GKNY20 | ***2* | ***2* | ***2* | ***2* | GKNB20 | ***2* | ***2* | ***2* | 1
2 | HNQX22 | QV | A1A 30 | B2B 11 | B2BA11 | B2BB11 | B2BB11 | B2BB35 | B2BB35 | CBBB35 | BBBB35 | CBD 13 | DED 11 | CBD 13 | CBD 13 | CBD 23 | CBD 23 | FHJD21 | CBD 23 | CBD 23 | CBD 23 | DFEC25 | DFEC25 | DFEC25 | DFEC25 | DFEC25 | DFEC25 | DFEC25 | DFEC25 | DFEC25 | DFEC25 | DFEC25 | DFEC25 | GKNR21 | GKNS21 | GKNT21 | GKNT22 | GKNU21 | GKNU22 | GKNS22 | GKNV21 | GKNW21 | GKNU22 | GKNU22 | GKNW23 | GKNW23 | GKNU22 | GKNY21 | GKNU22 | GKNW23 | GKNU22 | GKNU22 | GKNB21 | GKNB22 | GKNB23 | HNQX22 | 2
3 | GKNB23 | RN |  | B2B 30 | B2BA30 | B2BB30 | B2BB15 | B3BB15 | B3BB15 | CBD 10 | BCBB15 | CBD 15 | DED 12 | CBD 15 | CBD 15 | CBD 25 | CBD 25 | FIJD20 | CBD 25 | CCD 22 | CCD 22 | DGEC25 | DGEC25 | DGEC25 | DGEC25 | DGEC25 | DGEC25 | DGEC25 | DGEC25 | DGEC25 | DGEC25 | DGEC25 | DGEC25 | GKNR22 | GKNS22 | GKNT22 | GKNT23 | GKNU22 | GKNU23 | GKNS23 | GKNV22 | GKNW22 | GKNU23 | GKNU23 | GKNW25 | GKNW25 | GKNU23 | GKNY22 | GKNU23 | GKNW25 | GKNU23 | GKNU23 | GKNB22 | GKNB23 | GKNB25 | GKNB23 | 3
4 | GKNB25 | RN |  | B2B 31 | B2BA31 | B2BB31 | B2BB30 | B3BB35 | B3BB35 | CBD 11 | BCBB35 | CBD 32 | DED 13 | CBD 32 | CBD 22 | CCD 22 | CCD 22 | FIJD21 | CCD 22 | CCD 23 | CCD 23 | FHKG20 | FHKJ20 | FHKJ23 | FHKK20 | GKLL20 | GKLL23 | GKLL23 | GKLL23 | GKLL23 | GKLL23 | GKMQ22 | GKMQ22 | GKNR23 | GKNS23 | GKNT23 | GKNT25 | GKNU23 | GKNU25 | GKNS25 | GKNV23 | GKNW23 | GKNU25 | GKNU25 | GLNW23 | GLNW23 | GKNU25 | GKNY23 | GKNU25 | GLNW23 | GKNU25 | GKNU25 | GKNB23 | GKNB25 | GLNB23 | GKNB25 | 4
5 | HOQX22 | QW |  | B3B 10 | B3BA10 | B3BB10 | B2BB31 | B4BB15 | B4BB15 | CBD 30 | BDBB15 | CBD 33 | DED 15 | CBD 33 | CBD 23 | CCD 23 | CCD 23 | FJJD20 | CCD 23 | CDD 22 | CDD 22 | FHKG21 | FHKJ21 | FIKJ23 | FHKK21 | GKLL21 | GKLN20 | GKMM20 | GKMP20 | GKMP22 | GKMP22 | GKMQ23 | GKN 20 | GKNR25 | GKNS25 | GKNT25 | GLNT22 | GKNU25 | GLNU22 | GLNS22 | GKNV25 | GKNW25 | GLNU22 | GLNU22 | GLNW25 | GLNW25 | GLNU22 | GKNY25 | GLNU22 | GLNW25 | GLNU22 | GLNU22 | GKNB25 | GLNB22 | GLNB25 | HOQX22 | 5
6 | GLNB23 | RP |  | B3B 11 | B3BA11 | B3BB11 | B2BB35 | B4BB35 | B4BB35 | CBD 31 | BDBB35 | CBD 35 | DED 30 | CBD 35 | CBD 25 | CCD 25 | CCD 25 | FJJD21 | CCD 25 | CDD 23 | CDD 23 | FHKG22 | FHKJ22 | FJKJ23 | FHKK22 | GKLL22 | GKLN21 | GKMM21 | GKMP21 | GKMQ20 | GKN 20 | GKN 20 | GKN 21 | GLNR20 | GLNS20 | GLNT20 | GLNT23 | GLNU20 | GLNU23 | GLNS23 | GLNV20 | GLNW20 | GLNU23 | GLNU23 | GMNW23 | GMNW23 | GLNU23 | GLNY20 | GLNU23 | GMNW23 | GLNU23 | GLNU23 | GLNB20 | GLNB23 | GMNB23 | GLNB23 | 6
7 | GLNB25 | RP |  | B3B 30 | B3BA30 | B3BB30 | B3BB10 | BBCB10 | BBC 10 | CCBB15 | CBD 12 | CCD 12 | DED 31 | CCD 12 | CCD 12 | CDD 22 | CDD 22 |  | CDD 22 | DEE 25 | DEEC20 | FHKG23 | FHKJ23 | GKLK20 | FHKK23 | GKLL23 | GKLN22 | GKMM22 | GKMP22 | GKMQ21 | GKN 21 | GKN 21 | GKN 23 | GLNR21 | GLNS21 | GLNT21 | GLNT25 | GLNU21 | GLNU25 | GLNS25 | GLNV21 | GLNW21 | GLNU25 | GLNU25 | GMNW25 | GMNW25 | GLNU25 | GLNY21 | GLNU25 | GMNW25 | GLNU25 | GLNU25 | GLNB21 | GLNB25 | GMNB25 | GLNB25 | 7
8 | HPQX22 | QX |  | B3B 31 | B3BA31 | B3BB31 | B3BB11 | BBCB11 | BBC 11 | CCBB35 | CBD 13 | CCD 13 | DED 32 | CCD 13 | CCD 13 | CDD 23 | CDD 23 |  | CDD 23 | DEEC20 | DEEC21 | FIKG20 | FIKJ20 | GKLK21 | FIKK20 | GLLL20 | GLLL23 | GLLL23 | GLLL23 | GLLL23 | GLLL23 | GLMQ22 | GLMQ22 | GLNR22 | GLNS22 | GLNT22 | GMNT22 | GLNU22 | GMNU22 | GMNS22 | GLNV22 | GLNW22 | GMNU22 | GMNU22 | HNQX20 | HNR 20 | GMNU22 | GLNY22 | GMNU22 | HNRA20 | GMNU22 | GMNU22 | GLNB22 | GMNB22 | HNS 20 | HPQX22 | 8
9 | GMNB23 | RQ |  | B4B 10 | B4BA10 | B4BB10 | B3BB15 | BBCB30 | BBC 30 | CCD 10 | CBD 32 | CCD 15 | DED 33 | CCD 15 | CCD 15 | CDD 25 | CDD 25 |  | CDD 25 | DEEC21 | DEEC25 | FIKG21 | FIKJ21 | GKLK22 | FIKK21 | GLLL21 | GLLN20 | GLMM20 | GLMP20 | GLMP22 | GLMP22 | GLMQ23 | GLN 20 | GLNR23 | GLNS23 | GLNT23 | GMNT23 | GLNU23 | GMNU23 | GMNS23 | GLNV23 | GLNW23 | GMNU23 | GMNU23 | HNQX21 | HNR 21 | GMNU23 | GLNY23 | GMNU23 | HNRA21 | GMNU23 | GMNU23 | GLNB23 | GMNB23 | HNS 21 | GMNB23 | 9
10 | GMNB25 | RQ |  | B4B 11 | B4BA11 | B4BB11 | B3BB30 | BBCB31 | BBC 31 | CCD 11 | CBD 33 | CCD 32 | DED 35 | CCD 32 | CCD 22 | DEE 20 | DEEC20 |  | DEEC20 | DFE 25 | DFEC20 | FIKG22 | FIKJ22 | GLLK20 | FIKK22 | GLLL22 | GLLN21 | GLMM21 | GLMP21 | GLMQ20 | GLN 20 | GLN 20 | GLN 21 | GLNR25 | GLNS25 | GLNT25 | GMNT25 | GLNU25 | GMNU25 | GMNS25 | GLNV25 | GLNW25 | GMNU25 | GMNU25 | HNQX22 | HNQX22 | GMNU25 | GLNY25 | GMNU25 | HNQX22 | GMNU25 | GMNU25 | GLNB25 | GMNB25 | HNQX22 | GMNB25 | 10
11 | ING 20 | RU |  | B4B 30 | B4BA30 | B4BB30 | B3BB31 | BCCB10 | BCC 10 | CCD 30 | CBE 11 | CCD 33 | DFD 10 | CCD 33 | CCD 23 | DEE 21 | DEEC21 |  | DEEC21 | DFEC20 | DFEC21 | FIKG23 | FIKJ23 | GLLK21 | FIKK23 | GLLL23 | GLLN22 | GLMM22 | GLMP22 | GLMQ21 | GLN 21 | GLN 21 | GLN 23 | GMNR20 | GMNS20 | GMNT20 | HNO 20 | GMNU20 | HNO 20 | HNP 20 | GMNV20 | GMNW20 | HNO 20 | HNO 20 | HOQX20 | HOR 20 | INP 20 | GMNY20 | INPZ20 | HORA20 | INPZ20 | INQ 20 | GMNB20 | INQ 20 | HOS 20 | ING 20 | 11
12 | ING 21 | RU |  | B4B 31 | B4BA31 | B4BB31 | B3BB35 | BCCB11 | BCC 11 | CCD 31 | CBE 31 | CCD 35 | DFD 11 | CCD 35 | CCD 25 | DFE 20 | DFEC20 |  | DFEC20 | DFEC21 | DFEC25 | FJKG20 | FJKJ20 | GLLK22 | FJKK20 | GMLL20 | GMLL23 | GMLL23 | GMLL23 | GMLL23 | GMLL23 | GMMQ22 | GMMQ22 | GMNR21 | GMNS21 | GMNT21 | HNO 21 | GMNU21 | HNO 21 | HNP 21 | GMNV21 | GMNW21 | HNO 21 | HNO 21 | HOQX21 | HOR 21 | INP 21 | GMNY21 | INPZ21 | HORA21 | INPZ21 | INQ 21 | GMNB21 | INQ 21 | HOS 21 | ING 21 | 12
13 | INQ 24 | RK |  |  |  |  | B4BB10 | BCCB30 | BCC 30 | CDBB15 | CCD 12 | CDD 12 | DFD 12 | CDD 12 | CDD 12 | DFE 21 | DFEC21 |  | DFEC21 | DGE 25 | DGEC20 | FJKG21 | FJKJ21 | GMLK20 | FJKK21 | GMLL21 | GMLN20 | GMMM20 | GMMP20 | GMMP22 | GMMP22 | GMMQ23 | GMN 20 | GMNR22 | GMNS22 | GMNT22 | HOO 20 | GMNU22 | HOO 20 | HOP 20 | GMNV22 | GMNW22 | HOO 20 | HNO 24 | HOQX22 | HOQX22 | INP 24 | GMNY22 | INPZ24 | HOQX22 | INPZ24 | INQ 24 | GMNB22 | INQ 24 | HOQX22 | INQ 24 | 13
14 | INQ 26 | RK |  |  |  |  | B4BB11 | BCCB31 | BCC 31 | CDBB35 | CCD 13 | CDD 13 | DFD 13 | CDD 13 | CDD 13 | DGE 20 | DGEC20 |  | DGEC20 | DGEC20 | DGEC21 | FJKG22 | FJKJ22 | GMLK21 | FJKK22 | GMLL22 | GMLN21 | GMMM21 | GMMP21 | GMMQ20 | GMN 20 | GMN 20 | GMN 21 | GMNR23 | GMNS23 | GMNT23 | HOO 21 | GMNU23 | HOO 21 | HOP 21 | GMNV23 | GMNW23 | HOO 21 | HOO 20 | HPQX20 | HPR 20 | INP 26 | GMNY23 | INPZ26 | HPRA20 | INPZ26 | INQ 26 | GMNB23 | INQ 26 | HPS 20 | INQ 26 | 14
15 | IOG 20 | RV |  |  |  |  | B4BB15 | BDCB10 | BDC 10 | CDD 10 | CCD 32 | CDD 15 | DFD 15 | CDD 15 | CDD 15 | DGE 21 | DGEC21 |  | DGEC21 | DGEC21 | DGEC25 | FJKG23 | FJKJ23 | GMLK22 | FJKK23 | GMLL23 | GMLN22 | GMMM22 | GMMP22 | GMMQ21 | GMN 21 | GMN 21 | GMN 23 | GMNR25 | GMNS25 | GMNT25 | HPO 20 | GMNU25 | HPO 20 | HPP 20 | GMNV25 | GMNW25 | HPO 20 | HOO 21 | HPQX21 | HPR 21 | IOP 20 | GMNY25 | IOPZ20 | HPRA21 | IOPZ20 | IOQ 20 | GMNB25 | IOQ 20 | HPS 21 | IOG 20 | 15
16 | IOG 21 | RV | 2002-08-24: B4BB30; 2002-09-10: BDCB11; 2002-09-11: BDC 11; 2003-01-20: CDD 11; 2004-01-08: CCD 33; 2004-03-17: CDD 32; 2004-07-19: DFD 30; 2004-07-20: CDD 32; 2004-10-04: CDD 22; 2009-02-04: HPO 21; 2009-04-24: HPO 21; 2009-06-07: HPP 21; 2009-07-15: HPO 21; 2009-10-16: HOO 24; 2010-02-08: HPQX22; 2010-03-16: HPQX22; 2010-03-17: IOP 21; 2010-05-13: IOPZ21; 2010-08-31: HPQX22; 2010-09-01: IOPZ21; 2010-09-14: IOQ 21; 2010-09-18: IOQ 21; 2011-03-07: HPQX22; 2011-03-08: IOG 21 | 16
17 | IOQ 24 | RL | 2002-08-24: B4BB31; 2002-09-10: BDCB30; 2002-09-11: BDC 30; 2003-01-20: CDD 30; 2004-01-08: CCE 11; 2004-03-17: CDD 33; 2004-07-19: DFD 31; 2004-07-20: CDD 33; 2004-10-04: CDD 23; 2009-10-16: HPO 20; 2010-03-17: IOP 24; 2010-05-13: IOPZ24; 2010-09-01: IOPZ24; 2010-09-14: IOQ 24; 2010-09-18: IOQ 24; 2011-03-08: IOQ 24 | 17
18 | IOQ 26 | RL | 2002-08-24: B4BB35; 2002-09-10: BDCB31; 2002-09-11: BDC 31; 2003-01-20: CDD 31; 2004-01-08: CCE 31; 2004-03-17: CDD 35; 2004-07-19: DFD 32; 2004-07-20: CDD 35; 2004-10-04: CDD 25; 2009-10-16: HPO 21; 2010-03-17: IOP 26; 2010-05-13: IOPZ26; 2010-09-01: IOPZ26; 2010-09-14: IOQ 26; 2010-09-18: IOQ 26; 2011-03-08: IOQ 26 | 18
19 | IPG 20 | RX | 2004-01-08: CDD 12; 2004-03-17: DEE 10; 2004-07-19: DFD 33; 2004-07-20: DEE 10; 2004-10-04: DEE 10; 2009-10-16: HPO 24; 2010-03-17: IPP 20; 2010-05-13: IPPZ20; 2010-09-01: IPPZ20; 2010-09-14: IPQ 20; 2010-09-18: IPQ 20; 2011-03-08: IPG 20 | 19
20 | IPG 21 | RX | 2004-01-08: CDD 13; 2004-03-17: DEE 11; 2004-07-19: DFD 35; 2004-07-20: DEE 11; 2004-10-04: DEE 11; 2010-03-17: IPP 21; 2010-05-13: IPPZ21; 2010-09-01: IPPZ21; 2010-09-14: IPQ 21; 2010-09-18: IPQ 21; 2011-03-08: IPG 21 | 20
21 | IPQ 24 | RM | 2004-01-08: CDD 32; 2004-03-17: DEE 30; 2004-07-19: DGD 10; 2004-07-20: DEE 30; 2004-10-04: DEE 20; 2010-03-17: IPP 24; 2010-05-13: IPPZ24; 2010-09-01: IPPZ24; 2010-09-14: IPQ 24; 2010-09-18: IPQ 24; 2011-03-08: IPQ 24 | 21
22 | IPQ 26 | RM | 2004-01-08: CDD 33; 2004-03-17: DEE 31; 2004-07-19: DGD 11; 2004-07-20: DEE 31; 2004-10-04: DEE 21; 2010-03-17: IPP 26; 2010-05-13: IPPZ26; 2010-09-01: IPPZ26; 2010-09-14: IPQ 26; 2010-09-18: IPQ 26; 2011-03-08: IPQ 26 | 22
23 |  |  | 2004-01-08: CDE 11; 2004-03-17: DFE 10; 2004-07-19: DGD 12; 2004-07-20: DFE 10; 2004-10-04: DFE 10 | 23
24 |  |  | 2004-01-08: CDE 31; 2004-03-17: DFE 11; 2004-07-19: DGD 13; 2004-07-20: DFE 11; 2004-10-04: DFE 11 | 24
25 |  |  | 2004-01-08: DBE 10; 2004-03-17: DFE 30; 2004-07-19: DGD 15; 2004-07-20: DFE 30; 2004-10-04: DFE 20 | 25
26 |  |  | 2004-01-08: DBE 30; 2004-03-17: DFE 31; 2004-07-19: DGD 30; 2004-07-20: DFE 31; 2004-10-04: DFE 21 | 26
27 |  |  | 2004-01-08: DCE 10; 2004-03-17: DGE 10; 2004-07-19: DGD 31; 2004-07-20: DGE 10; 2004-10-04: DGE 10 | 27
28 |  |  | 2004-01-08: DCE 30; 2004-03-17: DGE 11; 2004-07-19: DGD 32; 2004-07-20: DGE 11; 2004-10-04: DGE 11 | 28
29 |  |  | 2004-01-08: DDE 10; 2004-03-17: DGE 30; 2004-07-19: DGD 33; 2004-07-20: DGE 30; 2004-10-04: DGE 20 | 29
30 |  |  | 2004-01-08: DDE 30; 2004-03-17: DGE 31; 2004-07-19: DGD 35; 2004-07-20: DGE 31; 2004-10-04: DGE 21 | 30
31 |  |  | LP | LQ | LT | LX | LX | LX | LX | AN | AG | AK | BC | AK | AK | MK | MK | NC | MK | MK | MK | NJ | NJ | NJ | NJ | NJ | NJ | NJ | NJ | NJ | NJ | NJ | NJ | PT | PW | QC | ** | QF | ** | ** | QL | QP | ** | ** | ** | ** | ** | RE | ** | ** | ** | ** | RN | ** | ** | ** | 1
32 |  |  | ** | LQ | LT | LX | LX | ** | ** | ** | ** | AK | BC | AK | AK | MK | MK | NC | MK | MK | MK | NK | NK | NK | NK | NK | NK | NK | NK | NK | NK | NK | NK | PT | PW | QC | QC | QF | QF | PW | QL | QP | QF | QF | QP | QP | QF | RE | QF | QP | QF | QF | RN | RN | RN | QV | 2
33 |  |  |  | ** | ** | ** | LX | LZ | LZ | AK | AJ | AK | BC | AK | AK | MK | MK | ND | MK | MM | MM | NL | NL | NL | NL | NL | NL | NL | NL | NL | NL | NL | NL | PT | PW | QC | QC | QF | QF | PW | QL | QP | QF | QF | QP | QP | QF | RE | QF | QP | QF | QF | RN | RN | RN | RN | 3
34 |  |  |  | ** | ** | ** | ** | ** | ** | AK | ** | ** | BC | ** | MK | MM | MM | ND | MM | MM | MM | NM | NQ | NQ | NW | NZ | NZ | NZ | NZ | NZ | NZ | PJ | PJ | PT | PW | QC | QC | QF | QF | PW | QL | QP | QF | QF | QQ | QQ | QF | RE | QF | QQ | QF | QF | RN | RN | RP | RN | 4
35 |  |  |  | LS | LW | LZ | ** | LY | LY | MK | AH | ** | BC | ** | MK | MM | MM | NE | MM | ML | ML | NM | NQ | NS | NW | NZ | PQ | PC | PF | PF | PF | PJ | PM | PT | PW | QC | QD | QF | QG | PY | QL | QP | QG | QG | QQ | QQ | QG | RE | QG | QQ | QG | QG | RN | RP | RP | QW | 5
36 |  |  |  | LS | LW | LZ | ** | ** | ** | MK | ** | ** | #REF! | ** | MK | MM | MM | NE | MM | ML | ML | NM | NQ | NR | NW | NZ | PQ | PC | PF | PJ | PM | PM | PM | PV | PY | QD | QD | QG | QG | PY | QM | QQ | QG | QG | QR | QR | QG | RF | QG | QR | QG | QG | RP | RP | RQ | RP | 6
37 |  |  |  | ** | ** | ** | LZ | AA | MD | AQ | AK | AM | ** | AM | AM | ML | ML |  | ML | NF | MZ | NM | NQ | NT | NW | NZ | PQ | PC | PF | PJ | PM | PM | PM | PV | PY | QD | QD | QG | QG | PY | QM | QQ | QG | QG | QR | QR | QG | RF | QG | QR | QG | QG | RP | RP | RQ | RP | 7
38 |  |  |  | ** | ** | ** | LZ | AA | MD | ** | AK | AM | ** | AM | AM | ML | ML |  | ML | MZ | MZ | NP | NS | NT | NY | PB | PB | PB | PB | PB | PB | PL | PL | PV | PY | QD | QE | QG | QH | PX | QM | QQ | QH | QH | QV | RB | QH | RF | QH | RH | QH | QH | RP | RQ | RR | QX | 8
39 |  |  |  | LR | LV | LY | LZ | ** | ** | AM | ** | AM | ** | AM | AM | ML | ML |  | ML | MZ | NJ | NP | NS | NT | NY | PB | PS | PE | PH | PH | PH | PL | PP | PV | PY | QD | QE | QG | QH | PX | QM | QQ | QH | QH | QV | RB | QH | RF | QH | RH | QH | QH | RP | RQ | RR | RQ | 9
40 |  |  |  | LR | LV | LY | ** | ** | ** | AM | ** | ** | ** | ** | MM | MW | MZ |  | MZ | NG | NA | NP | NS | NV | NY | PB | PS | PE | PH | PL | PP | PP | PP | PV | PY | QD | QE | QG | QH | PX | QM | QQ | QH | QH | QV | QV | QH | RF | QH | QV | QH | QH | RP | RQ | QV | RQ | 10
41 |  |  |  | ** | ** | ** | ** | AC | MF | MM | AU | ** | BD | ** | MM | MW | MZ |  | MZ | NA | NA | NP | NS | NV | NY | PB | PS | PE | PH | PL | PP | PP | PP | PU | PX | QE | PZ | QH | PZ | QI | QN | QR | PZ | PZ | QW | RC | ** Withdrawn : Use 632 SW | RG | ** Withdrawn : Use 632 SW | RI | ** Withdrawn : Use 632 SW | RK | RQ | RK | RS | RU | 11
42 |  |  |  | ** | ** | ** | ** | AC | MF | MM | ** | ** | BD | ** | MM | MX | NA |  | NA | NA | NK | NN | NR | NV | NX | PA | PA | PA | PA | PA | PA | PK | PK | PU | PX | QE | PZ | QH | PZ | QI | QN | QR | PZ | PZ | QW | RC | ** Withdrawn : Use 632 SW | RG | ** Withdrawn : Use 632 SW | RI | ** Withdrawn : Use 632 SW | RK | RQ | RK | RS | RU | 12
43 | [6 empty] | LY | ** | ** | AP | AM | AL | BD | AL | AL | MX | NA |  | NA | NH | NB | NN | NR | NU | NX | PA | PR | PD | PG | PG | PG | PK | PN | PU | PX | QE | QA | QH | QA | QJ | QN | QR | QA | PZ | QW | QW | ** Withdrawn : Use 632 SW | RG | ** Withdrawn : Use 632 SW | QW | ** Withdrawn : Use 632 SW | RK | RQ | RK | QW | RK | 13
44 | [6 empty] | LY | ** | ** | ** | AM | AL | BD | AL | AL | MY | NB |  | NB | NB | NB | NN | NR | NU | NX | PA | PR | PD | PG | PK | PN | PN | PN | PU | PX | QE | QA | QH | QA | QJ | QN | QR | QA | QA | QX | RD | ** Withdrawn : Use 632 SW | RG | ** Withdrawn : Use 632 SW | RJ | ** Withdrawn : Use 632 SW | RK | RQ | RK | RT | RK | 14
45 | [6 empty] | LY | AJ | ME | AL | ** | AL | BD | AL | AL | MY | NB |  | NB | NB | NL | NN | NR | NU | NX | PA | PR | PD | PG | PK | PN | PN | PN | PU | PX | QE | QB | QH | QB | QK | QN | QR | QB | QA | QX | RD | ** Withdrawn : Use 632 SW | RG | ** Withdrawn : Use 632 SW | RJ | ** Withdrawn : Use 632 SW | RL | RQ | RL | RT | RV | 15
46 | [6 empty] | ** | AJ | ME | AL | ** | ML | ** | ** | ML |  |  |  | DGE 21 QC QC QC QC QD QD QD QE QE QE PZ PZ QA QA QB: QB; DGE 21 QC QF QF QF QG QG QG QH QH QH PZ PZ QA QA QB: QB; DGE 21 QC PW PW PW PY PY PY PX PX PX QI QI QJ QJ QK: QK; DGE 21 QC QF QF QF QG QG QG QH QH QH PZ PZ QA QA QB: QB; DGE 21 QC QF QF QF QG QG QG QH QH QH PZ PZ PZ QA QA: QA; DGE 21 QC QP QP QQ QQ QR QR QV QV QV QW QW QW QX QX: QX; DGE 21 QC QP QP QQ QQ QR QR RB RB QV RC RC QW RD RD: QX | ** Withdrawn : Use 632 SW |  | ** Withdrawn : Use 632 SW | QX | ** Withdrawn : Use 632 SW | RL |  | RL | QX | RV | 16
47 | [6 empty] | ** | ** | ** | ML | AW | ** | ** | ** | ML | [31 empty] | ** Withdrawn : Use 632 SW |  | ** Withdrawn : Use 632 SW |  | ** Withdrawn : Use 632 SW | RL |  | RL |  | RL | 17 | bar: DGE 21 QC QF QF QF QG QG QG QH QH QH PZ PZ PZ QA QA
48 | [6 empty] | ** | ** | ** | ML | ** | ** | ** | ** | ML | [31 empty] | ** Withdrawn : Use 632 SW |  | ** Withdrawn : Use 632 SW |  | ** Withdrawn : Use 632 SW | RL |  | RL |  | RL | 18 | bar: DGE 21 QC QF QF QF QG QG QG QH QH QH PZ PZ PZ QA QA
49 | [10 empty] | AL | AW | ** | AW | AW | [31 empty] | ** Withdrawn : Use 632 SW |  | ** Withdrawn : Use 632 SW |  | ** Withdrawn : Use 632 SW | RM |  | RM |  | RX | 19 | bar: DGE 21 QC QF QF QF QG QG QG QH QH QH PZ PZ PZ QA QA
50 | [10 empty] | AL | AW | ** | AW | AW | [31 empty] | ** Withdrawn : Use 632 SW |  | ** Withdrawn : Use 632 SW |  | ** Withdrawn : Use 632 SW | RM |  | RM |  | RX | 20
51 | [10 empty] | ** | ** | BE | ** | MW | [31 empty] | ** Withdrawn : Use 632 SW |  | ** Withdrawn : Use 632 SW |  | ** Withdrawn : Use 632 SW | RM |  | RM |  | RM | 21
52 | [10 empty] | ** | ** | BE | ** | MW | [31 empty] | ** Withdrawn : Use 632 SW |  | ** Withdrawn : Use 632 SW |  | ** Withdrawn : Use 632 SW | RM |  | RM |  | RM | 22
53 | [10 empty] | AV | AX | BE | AX | AX | [41 empty] | 23
54 | [10 empty] | ** | AX | BE | AX | AX | [41 empty] | 24
55 | [10 empty] | AR | ** | BE | ** | MX | [41 empty] | 25
56 | [10 empty] | ** | ** | ** | ** | MX | [41 empty] | 26
57 | [10 empty] | AT | AY | ** | AY | AY | [41 empty] | 27
58 | [10 empty] | ** | AY | ** | AY | AY | [41 empty] | 28
59 | [10 empty] | AS | ** | ** | ** | MY | [41 empty] | 29
60 | [10 empty] | ** | ** | ** | ** | MY | [41 empty] | 30
|  |  | 1 | 1 | 1 | 1 | 1 | 1 | 1 | 1 | 1 | 2 | 2 | 2 | 2 | 2 | 2 | 2 | 2 | 2 | 2 | 2 | 2 | 2 | 2 | 2 | 2 | 2 | 2 | 2 | 2 | 2 | 2 | 2 | 2 | 2 | 2 | 2 | 2 | 2 | 2 | 2 | 2 | 2 | 2 | 2 | 2 | 2 | 2 | 2 | 2 | 2 | 2 | 2 | 2 | 2

## Database (hidden)
1 | 315-4xx-654 | 2015-02-16
2 | 314-4xx-653 | 2014-12-04
3 | 313-4xx-652-701 | 2014-06-18
4 | 313-4xx-651-701 | 2013-11-07
5 | 313-4xx-651 | 2013-07-16
6 | 313-4xx-650-701 | 2013-08-14
7 | 312-4xx-634-741 | 2014-08-27
8 | 312-4xx-634-738 | 2013-04-06
9 | 312-4xx-634-737 | 2013-04-05
10 | 312-4xx-634-736 | 2013-03-04
11 | 312-4xx-634-735 | 2012-08-22
12 | 312-4xx-634-732 | 2012-03-05
13 | 312-4xx-634 | 2012-01-10
14 | 311-4xx-634 | 2011-12-01
15 | 310-4xx-634 | 2011-11-24
16 | 309-4xx-633 | 2011-03-08
17 | 308-4xx-630 | 2009-02-04
18 | 308-4xx-618-739 | 2012-03-07
19 | 308-4xx-618-734 | 2012-03-06
20 | 308-4xx-618-729 | 2011-11-14
21 | 308-4xx-618 | 2011-03-07
22 | 307-4xx-614-731 | 2011-12-06
23 | 307-4xx-614-728 | 2010-09-17
24 | 307-4xx-614 | 2008-06-06
25 | 307-4xx-613-717 | 2008-02-15
2013-04-05
1 | Корпус 40TE, подключение под фастон | 3 | Навесной с передним подключением | Утопленный с задним подключением | Навесной с передним подключением и съемным ЧМИ | Утопленный с задним подключением и съемным ЧМИ |  |  |  |  | -420 | T | -45 | 9 | -80 | Нет | Vnom = 50 ... 130 V (4-pole) | Vnom = 50 ... 130 V (5-pole) цепи синхронизма |  | 0 | 4 | 5 | *
2 | Корпус 40TE, CT/VT под винт, I/O подключение под фастон цепей тока | 5 | Навесной с передним подключением | Утопленный с задним подключением | Навесной с передним подключением и съемным ЧМИ | Утопленный с задним подключением и съемным ЧМИ |  |  |  |  | -421 | U | -45 | 9 | -80 | Нет | Vnom = 50 ... 130 V (4-pole) | Vnom = 50 ... 130 V (5-pole) цепи синхронизма |  | 0 | 4 | 5 | 5
3 | Корпус 84TE, подключение под винт всех цепей | 8 | Навесной с передним подключением | Утопленный с задним подключением | Навесной с передним подключением и съемным ЧМИ | Утопленный с задним подключением и съемным ЧМИ |  |  |  |  | -422 | V | -45 | 9 | -80 | Нет | Vnom = 50 ... 130 V (4-pole) | Vnom = 50 ... 130 V (5-pole) цепи синхронизма |  | 0 | 4 | 5 | *
|  |  | Connection Key | 1 | 11 | 12 | 13 | 14 | 15 | 16 | 17 | 18 | 21 | 22 | 23 | 24 | 25 | 26 | 27 | 28 | 31 | 32 | 33 | 34 | 35 | 36 | 37 | 38
1 | Навесной с передним подключением | 6 | Case design Key | 2 | 5 | 6 | 7 | 9 | E | F | F | F | 5 | 6 | 7 | 9 | E | F | F | F | 5 | 6 | 7 | 9 | E | F | F | F
2 | Утопленный с задним подключением | 6
3 | Навесной с передним подключением и съемным ЧМИ | 6
4 | Утопленный с задним подключением и съемным ЧМИ | 6
5 |  | 6
6 |  | 6
7 |  | 6
8 |  | 6 | COMBINED KEY | 1: 12
1 | Нет | 0 | Нет | 1: С аналоговым модулем; 11: 24 дискретных входа; 12: С RTD модулем - not available with BiBo6H module in Slot 7; 13: С RTD модулем и аналоговым модулем - not available with BiBo6H module in Slot 7; 14: С RTD модулем и дискретным модулем - not available with BiBo6H module in Slot 7; 15: С аналоговым модулем и дискретным модулем ( доп. 24 дискретных входа); 16: С двумя дискретными модулями (доп. 24 дискретных входа)
2 | Vnom = 50 ... 130 V (4-pole) | 4 | Нет | 1: С модулем определения перемежающегося КЗ на землю; 11: С аналоговым модулем; 12: С модулем определения перемежающегося КЗ на землю и аналоговым модулем; 13: 24 дискретных входа; 14: 24 дискретных входа и модуль для определения перемежающегося КЗ на землю; 15: С RTD модулем - not available with BiBo6H module in Slot 7; 16: С RTD модулем и аналоговым модулем - not available with BiBo6H module in Slot 7; 17: С RTD модулем и дискретным модулем - not available with BiBo6H module in Slot 7; 18: С аналоговым модулем и дискретным модулем ( доп. 24 дискретных входа); 21: С двумя дискретными модулями (доп. 24 дискретных входа)
3 | Vnom = 50 ... 130 V (5-pole) цепи синхронизма | 5 | Нет | 1: С модулем определения перемежающегося КЗ на землю; 11: С аналоговым модулем; 12: С модулем определения перемежающегося КЗ на землю и аналоговым модулем; 13: 24 дискретных входа; 14: 24 дискретных входа и модуль для определения перемежающегося КЗ на землю; 15: С RTD модулем - not available with BiBo6H module in Slot 7; 16: С RTD модулем и аналоговым модулем - not available with BiBo6H module in Slot 7; 17: С RTD модулем и дискретным модулем - not available with BiBo6H module in Slot 7; 18: С аналоговым модулем и дискретным модулем ( доп. 24 дискретных входа); 21: С двумя дискретными модулями (доп. 24 дискретных входа)
4 |  | * | Нет | 1: С модулем определения перемежающегося КЗ на землю; 11: С аналоговым модулем; 12: С модулем определения перемежающегося КЗ на землю и аналоговым модулем; 13: 24 дискретных входа; 14: 24 дискретных входа и модуль для определения перемежающегося КЗ на землю; 15: С RTD модулем - not available with BiBo6H module in Slot 7; 16: С RTD модулем и аналоговым модулем - not available with BiBo6H module in Slot 7; 17: С RTD модулем и дискретным модулем - not available with BiBo6H module in Slot 7; 18: С аналоговым модулем и дискретным модулем ( доп. 24 дискретных входа); 21: С двумя дискретными модулями (доп. 24 дискретных входа)
1 | Нет | 0
2 | 1 модуль входов/выходов ( 6 дискретных входов/6 выходов) (2-pole)) для управления 3-мя дополнительными распределительными устройствами | 5
60 ... 250 VDC / 100 ... 230 VAC и 6 релейных выходов | bar: 1
1 | 24 … 60Vdc | 3
2 | 60 ... 250Vdc/100 ... 230Vac | 4
3 | 24 ... 60 VDC и 6 релейных выходов | 6
4 | 60 ... 250 VDC / 100 ... 230 VAC и 6 релейных выходов | 7
5 | 24 ... 60 VDC и 6 релейных входов и 3 дискретных выхода | 8
6 | 60 … 250Vdc / 100 … 230Vac и 6 релейных входов и 3 дискретных выхода | 9
7 | 24 ... 60 VDC и 4 сильноточных контакта | A
8 | 60 ... 250 VDC / 100 ... 230 VAC и 4 сильноточных контакта | B
9 |  | C
10 |  | D
[17 empty] | 24 дискретных входа | 4
[17 empty] | Нет | 0 | 0
1 | Нет |  | Нет | Для связи используется RS485 по витой паре | For connection to plastic fibre, FSMA connector | Для связи используется стекло-оптоволокно (ST connector) | Для связи используется RS232 по витой паре | -951 | -952 | -954 | -955 | A | B | C | D |  | С модулем определения перемежающегося КЗ на землю | 1 | 0 | None | None | For connection to wire, RS485, isolated | For connection to glass fibre, ST connector | For connection to wire, RS232 | -951 | -954 | -955 | A | C | D
2 | С модулем определения перемежающегося КЗ на землю |  | Не поставляется с модулем определения перемежающегося КЗ на землю | 25: С аналоговым модулем; 26: 2; 27: 1; 28: Transient ground fault module; 31: Not Available with Transient Ground Fault Module fitted
3 | С аналоговым модулем |  | Нет | Для связи используется RS485 по витой паре | For connection to plastic fibre, FSMA connector | Для связи используется стекло-оптоволокно (ST connector) | Для связи используется RS232 по витой паре | -951 | -952 | -954 | -955 | A | B | C | D |  | С модулем определения перемежающегося КЗ на землю и аналоговым модулем | 3 | 2 | Analogue module | None | For connection to wire, RS485, isolated | For connection to glass fibre, ST connector | For connection to wire, RS232 | -951 | -954 | -955 | A | C | D
4 | С модулем определения перемежающегося КЗ на землю и аналоговым модулем |  | Не поставляется с модулем определения перемежающегося КЗ на землю | 25: 24 дискретных входа; 26: 4; 27: 3; 28: Transient ground fault & analogue modules; 31: Not Available with Transient Ground Fault Module fitted
5 | 24 дискретных входа |  | Нет | Для связи используется RS485 по витой паре | For connection to plastic fibre, FSMA connector | Для связи используется стекло-оптоволокно (ST connector) | Для связи используется RS232 по витой паре | -951 | -952 | -954 | -955 | A | B | C | D |  | 24 дискретных входа и модуль для определения перемежающегося КЗ на землю | 5 | 4 | 24 binary inputs | None | For connection to wire, RS485, isolated | For connection to glass fibre, ST connector | For connection to wire, RS232 | -951 | -954 | -955 | A | C | D
6 | 24 дискретных входа и модуль для определения перемежающегося КЗ на землю |  | Не поставляется с модулем определения перемежающегося КЗ на землю | 25: С RTD модулем; 26: 7; 27: 5; 28: 24 binary inputs and transient ground fault module; 31: Not Available with Transient Ground Fault Module fitted
7 | С RTD модулем - not available with BiBo6H module in Slot 7 |  | Не поставляется с двумя дискретными модулями | 25: С RTD модулем и аналоговым модулем; 26: 8; 27: 7; 28: With RTD module; 31: Not Available with RTD module fitted
8 | С RTD модулем и аналоговым модулем - not available with BiBo6H module in Slot 7 |  | Не поставляется с двумя дискретными модулями | 25: С RTD модулем и дискретным модулем; 26: 9; 27: 8; 28: With RTD and analogue module; 31: Not Available with two binary modules fitted
9 | С RTD модулем и дискретным модулем - not available with BiBo6H module in Slot 7 |  | Не поставляется с двумя дискретными модулями | 25: С аналоговым модулем и дискретным модулем ( доп. 24 дискретных входа); 26: A; 27: 9; 28: With RTD and binary module (add. 24 binary inputs); 31: Not Available with two binary modules fitted
10 | С аналоговым модулем и дискретным модулем ( доп. 24 дискретных входа) |  | Нет | Для связи используется RS485 по витой паре | For connection to plastic fibre, FSMA connector | Для связи используется стекло-оптоволокно (ST connector) | Для связи используется RS232 по витой паре | -951 | -952 | -954 | -955 | A | B | C | D |  | С двумя дискретными модулями (доп. 24 дискретных входа) | B | A | With analog module and binary module (add. 24 binary inputs) | Not Available with two binary modules fitted
11 | С двумя дискретными модулями (доп. 24 дискретных входа) |  | Не поставляется с двумя дискретными модулями | 25: С дискретным модулем (доп. 6 входов и 8 выходов); 26: C; 27: B; 28: With two binary modules (add. 48 binary inputs); 31: Not Available with two binary modules fitted
12 |  |  | Нет | Для связи используется RS485 по витой паре | For connection to plastic fibre, FSMA connector | Для связи используется стекло-оптоволокно (ST connector) | Для связи используется RS232 по витой паре | -951 | -952 | -954 | -955 | A | B | C | D |  | С дискретным модулем (доп. 6 входов и 8 выходов) и 24 дискретных входа | D | C | With binary module (add. 6 binary inputs and 8 outputs) | None | For connection to wire, RS485, isolated | For connection to glass fibre, ST connector | For connection to wire, RS232 | -951 | -954 | -955 | A | C | D
13 |  |  | Не поставляется с двумя дискретными модулями | 25: С дискретным модулем (доп. 6 входов и 8 выходов) и аналоговый модуль; 26: E; 27: D; 28: With binary module (add. 6 binary inputs and 8 outputs) and 24 binary inputs; 31: Not Available with two binary modules fitted
14 |  |  | Не поставляется с двумя дискретными модулями | 25: С дискретным модулем (доп. 6 входов и 8 выходов) и модуль RTD (тепловой); 26: F; 27: E; 28: With binary module (add. 6 binary inputs and 8 outputs) and analogue module; 31: Not Available with two binary modules fitted
15 |  |  | Не поставляется с двумя дискретными модулями | 25: С дискретным модулем (доп. 6 входов и 8 выходов) и модуль TGF; 26: G; 27: F; 28: With binary module (add. 6 binary inputs and 8 outputs) and RTD module; 31: Not Available with two binary modules fitted
16 |  |  | Не поставляется с двумя дискретными модулями | 26: *; 27: G; 28: With binary module (add. 6 binary inputs and 8 outputs) and TGF module; 31: Not Available with two binary modules fitted
1 | Нет
2 | Протокол для переключения между: IEC 60870-5-101/-103, Modbus, DNP3, Courier и плата IRIG-B для синхронизации по времени и 2ой задний порт связи связи (RS485, IEC 60870-5-103) | 6 | 0
3 | Потокол IEC61850, одноканальное соединение | 6 | 2
4 | Протокол IEC61850, избыточное соединение | 6 | 2
|  |  |  | 21 | 11 |  | 0
1 | порт RS485 (изолированный) |  |  | 11: 12; 13: 0
2 | Оптоволокно (пластик), FSMA-connector |  |  | 11: 13; 13: 0
3 | Оптоволокно(стекло), ST connector |  |  | 11: 21; 12: -921; 13: E; 14: 1
4 | 0 |  |  | 11: 22; 12: -922; 13: F; 14: 2
[5 empty] | 23 | -924 | G | 4
[5 empty] | 31 | -946 | J | 2
1 | Два модуля без сильноточных контактов | 0 |  | 11: 32; 12: -947; 13: K; 14: 4
2 | Первый модуль с сильноточными контактами, второй с нормальными контактами | 1 | -471 | 11: 41; 12: -981; 13: M; 14: 2
3 | Два модуля с сильноточными контактами | 2 | -472 | 11: 42; 12: -982; 13: N; 14: 2
[5 empty] | 43 | -983 | P | 2
[5 empty] | 44 | -983 | P | 2
1 | >18 V (базовая конфигурация) | 0
2 | >90V (60 to 70% of Vnom = 125 to 150V) | 1 | -461
3 | >155V (60 to 70% of Vnom = 220 to 250V) | 2 | -462
4 | >73 V (67% of VA,nom = 110 V) | 3 | -463
5 | > 146 V (67% of VA,nom = 220 V) | 4 | -464
[5 empty] | 51 | 101 | 0
1 | Нет |  | 0 | 12: 102; 13: A
2 | Для связи используется RS485 по витой паре | -951 | 0 | 12: 103; 13: C
3 | Для связи используется стекло-оптоволокно (ST connector) | -954 | 0 | 12: 104; 13: D
4 | Для связи используется RS232 по витой паре | -955 | 0 | 12: 11; 13: 0
[6 empty] | 111 | 0
[6 empty] | 112 | A
1 | Английский (Немецкий) | 0 |  | 12: 113; 13: C
2 | Px40 Английский (Английский) | * | -8** | 12: 114; 13: D
3 | Немецкий (Английский) | 1 | -801 | 12: 12; 13: A
4 | Французский (Английский) | 2 | -802 | 12: 13; 13: C
5 | Испанский (Английский) | 3 | -803 | 12: 14; 13: D
6 | Польский (Английский) | 4 | -804 | 12: 21; 13: 0
7 | Русский (Английский) | 5 | -805 | 12: 22; 13: A
8 | Китайский (Английский) | * | -8** | 12: 23; 13: C
[6 empty] | 24 | D
[6 empty] | 31 | 0
1 | H | -634 | J | 1: -737; 12: 32; 13: A
2 | * | -6** | * | 1: -7**; 12: 33; 13: C
3 | H | -634 | J | 1: -737; 12: 34; 13: D
4 | H | -634 | J | 1: -737; 12: 41; 13: 0
5 | H | -634 | J | 1: -737; 12: 42; 13: A
6 | H | -634 | J | 1: -737; 12: 43; 13: C
7 | H | -634 | J | 1: -737; 12: 44; 13: D
8 | * | -6** | * | 1: -7**; 12: 51; 13: 0
[6 empty] | 52 | A
[6 empty] | 53 | C
|  |  | POWER SUPPLY LOOKUP | 12: 54; 13: D
|  |  | 24 … 60Vdc | 1: E; 12: 61; 13: 0
|  |  | 24 ... 60 VDC и 4 сильноточных контакта | 1: L; 12: 62; 13: A
|  |  | 24 ... 60 VDC и 6 релейных входов и 3 дискретных выхода | 1: J; 12: 63; 13: C
|  |  | 24 ... 60 VDC и 6 релейных выходов | 1: G; 12: 64; 13: D
|  |  | 24Vdc | 1: 3; 12: 71; 13: 0
|  |  | 24 VDC и 4 сильноточных контакта | 1: C; 12: 72; 13: A
|  |  | 24 VDC и 6 релейных входов и 3 дискретных выхода | 1: A; 12: 73; 13: C
|  |  | 24 VDC и 6 релейных выходов | 1: 8; 12: 74; 13: D
|  |  | 48 ... 250 VDC / 100 ... 230 VAC и 4 сильноточных контакта | 1: D; 12: 81; 13: 0
|  |  | 48 … 250Vdc / 100 … 230Vac и 6 релейных входов и 3 дискретных выхода | 1: B; 12: 82; 13: A
|  |  | 48 to 250Vdc/100 to 230Vac | 1: 4; 12: 83; 13: C
|  |  | 48 ... 250 VDC / 100 ... 230 VAC и 6 релейных выходов | 1: 9; 12: 84; 13: D
|  |  | 60 ... 250Vdc/100 ... 230Vac | 1: F; 12: 91; 13: 0
|  |  | 60 ... 250 VDC / 100 ... 230 VAC и 4 сильноточных контакта | 1: M; 12: 92; 13: A
|  |  | 60 … 250Vdc / 100 … 230Vac и 6 релейных входов и 3 дискретных выхода | 1: K; 12: 93; 13: C
|  |  | 60 ... 250 VDC / 100 ... 230 VAC и 6 релейных выходов | 1: H; 12: 94; 13: D
*
1 | Areva (Available from 4/10/04) | 2
2 |  | 2 |  | 21: taken out to cover models in error
|  |  | A1A | 1: A1A
|  |  | B2B | 1: B2B
|  |  | B2BA | 1: B2BA
|  |  | B2BB | 1: B2BB
|  |  | B3B | 1: B3B
|  |  | B3BA | 1: B3BA
|  |  | B3BB | 1: B3BB
|  |  | B4B | 1: B4B
|  |  | B4BA | 1: B4BA
|  |  | B4BB | 1: B4BB
BBBB | bar: 1
BBC | bar: 1
BBCB | bar: 1
BC** | bar: 1
BCBB | bar: 1
BCC | bar: 1
BCCB | bar: 1
BDBB | bar: 1
BDC | bar: 1
BDCB | bar: 1
CB** | bar: 1
CBBB | bar: 1
CBD | bar: 1
CBE | bar: 1
CC** | bar: 1
CCBB | bar: 1
CCD | bar: 1
CCE | bar: 1
CD** | bar: 1
CDBB | bar: 1
CDD | bar: 1
CDE | bar: 1
CED | bar: 1
CF** | bar: 1
CFD | bar: 1
CGD | bar: 1
DB** | bar: 1
DBE | bar: 1
DC** | bar: 1
DCE | bar: 1
DD** | bar: 1
DDE | bar: 1
DED | bar: 1
DEE | bar: 1
DF** | bar: 1
DFD | bar: 1
DFE | bar: 1
DGD | bar: 1
DGE | bar: 1