## Cortec
Форма заказа | [9 empty] | MiCOM P632
Готовая к использованию конфигурация
Дифференциальная защита с двумя токовыми плечами | P632 |  |  |  | 0 | 1 | [6 empty] | x | x | x | x | -8xx
Базовая комплектация:
В корпусе 40TE, разъемы под фастон |  | 3 | [7 empty] | -4xx
В корпусе 84TE, разъемы под винт |  | 8 | [7 empty] | -4xx
4 дискретных входа и 8 выходных реле
и 6 функциональных клавиш
Тип установки терминала и тип дисплея:
Навесной монтаж, местная панель управления с текстовым дисплеем |  |  | 3
Утопленный монтаж, местная панель управления с текстовым дисплеем |  |  | 4
Навесной монтаж со съемным ЧМИ |  |  | 7
Утопленный монтаж со съемным ЧМИ |  |  | 9
Цепи тока:
С DSP-Сопроцессором, Inom = 1A/5A (T11…T14/T21…24)2) 12) |  |  |  | 8
Без DSP-Сопроцессора, Inom = 1A/5A (T11…T14/T21…24)2) |  |  |  | 9
Цепи напряжения:
Vnom = 50…130V (1 pole) | [5 empty] | 1
Опционально возможна установка плат расширения входов/выходов:
Без платы расширения | [6 empty] | 0
С 1 модулем (доп. 6 дискретных входов и 8 выходных реле) | [6 empty] | 1
С 1 модулем (доп. 6 дискретных входов и 6 выходных реле) (2-pole)) | [6 empty] | 5
для управления до 3х распределительных устройств
Напряжение питания, дополнительные выходные реле на плате питания:
VA,nom = 24 … 60 VDC | [7 empty] | E
VA,nom = 60 ... 250 VDC / 100 ... 230 VAC | [7 empty] | F
VA,nom = 24 … 60 VDC и 6 выходных реле, | [7 empty] | G
VA,nom = 60 ... 250 VDC / 100 ... 230 VAC и 6 выходных реле, | [7 empty] | H
VA,nom = 24 … 60 VDC и 4 сильноточных контакта | [7 empty] | L
VA,nom = 60 ... 250 VDC / 100 ... 230 VAC и 4 сильноточных контакта | [7 empty] | M
Дополнительные платы расширения :
Без платы расширения | [8 empty] | 0
Плата расширения с аналоговыми входами | [8 empty] | 2
Плата расширения с 24 дискретными входами | [8 empty] | 4
Напряжение срабатывания входов:
>18 V (по умолчанию) 8) |  | По умолчанию
>90 V (60 ... 70% of VA,nom = 125 ... 150 V) 8) | [10 empty] | -461
>155 V (60 ... 70% of VA,nom = 220 ... 250 V) 8) | [10 empty] | -462
>73 V (67% of VA,nom = 110 V) 8) | [10 empty] | -463
>146 V (67% of VA,nom = 220 V) 8) | [10 empty] | -464
Связь / информационный интерфейс :
Без SCADA коммуникационного интерфейса |  | По умолчанию
Протокол может быть переключаемым, между: 18) | [11 empty] | -9 | 2
IEC 60870-101/-103, Modbus, DNP3, Courier
плата IRIG-B для синхронизации времени
и 2-ой интерфейс (RS485, IEC 60870-5-103)
Для связи используется RS485 по витой паре | [13 empty] | 1
Для связи используется пластиковое оптоволокно (FSMA connector) | [13 empty] | 2
Для связи используется стекло-оптоволокно (ST connector) | [13 empty] | 4
Протокол: IEC61850, одноканальное соединение 18) | [11 empty] | -9 | 4
Для связи используется 100 Mbit/s Ethernet, стекло-оптоволокно SC по витой паре RJ45 и 2-ой задний порт (RS485, IEC 60870-5-103) | [13 empty] | 6
и 2-ой интерфейс (RS485, IEC 60870-5-103)
Для связи используется 100 Mbit/s Ethernet, стекло-оптоволокно ST по витой паре RJ45 и 2-ой задний порт (RS485, IEC 60870-5-103) | [13 empty] | 7
и 2-ой интерфейс (RS485, IEC 60870-5-103)
Протокол IEC61850 21) | [11 empty] | -9 | 8
Для связи используется 100 MBit/s Ethernet, стекло-оптоволокно ST, SHP | [13 empty] | 1
плата IRIG-B для синхронизации по времени
и 2-ой интерфейс (RS485, IEC 60870-5-103)
Для связи используется MBit/s MHz Ethernet, стекло-оптоволокно ST, RSTP | [13 empty] | 2
плата IRIG-B для синхронизации по времени
и 2-ой интерфейс (RS485, IEC 60870-5-103)
Для связи используется 100 MBit/s Ethernet, стекло-оптоволокно ST, двойное подключение | [13 empty] | 3
плата IRIG-B для синхронизации по времени
и 2-ой интерфейс (RS485, IEC 60870-5-103)
Язык:
Английский (Немецкий) 4) |  | По умолчанию
Px40 Английский (Английский) 4) |  | Не доступен - только по заказу | [14 empty] | -800
Немецкий (Английский) 4) | [16 empty] | -801
Французский (Английский) 4) |  | Не доступен - только по заказу | [14 empty] | -802
Испанский (Английский) 4) |  | Не доступен - только по заказу | [14 empty] | -803
Польский (Английский) 4) |  | Не доступен - только по заказу | [14 empty] | -804
Русский (Английский) |  | Не доступен - только по заказу | [14 empty] | -805
2) Переключаемые параметра в меню терминала, параметры по умолчанию подчеркнуты
4) Второй язык интерфейса указан в скобках
7) Поддержка кириллицы
8) Стандартные диапазоны срабатывания входов
12) Для контроля цепей тока требуется DSP-сопроцессор
18) Опция необходима для управления и контроля
21) IEC 61850 с опциями питания только от E до M

## Configurator
To enable only current variants to be offered, please specify ACTUAL or REQUIRED delivery date here
2015-01-21 | Format = dd/mm/yyy (where d=day, m=month, y=year)
Форма заказа | [12 empty] | MiCOM P632
Готовые к использованию конфигурации
1 - 4 |  |  | 5 | 6 | 7 | 8 | 9 | 10 | 11 | 12 13 |  |  |  | 14 | 15 | 16 | 17 | 18
P632 |  |  | 3 | 3 | 9 | 1 | 0 | E | 2 | XJ |  |  |  | 0 | 0 | 0 | 0 | 0
PCS VARIANT P632 |  |  | 3 | 3 |  |  | 0 | E | 2 | J | I | B |  |  |  |  | 0 | 0
Дифференциальная защита с двумя токовыми плечами |  | P632- | 3 | 3 | 9 | 01 | 0 | E | 2 | -310 | -409 | -651
Идентификационный код устройства в SAP |  |  | 5: E63233910E2XJ00000
Версия аппаратного и программного обеспечения | bar: 5 to 7; 9 to 12 13
Базовая комплектация: | bar: 5 to 7; 9 to 12 13
3
Тип установки терминала и тип дисплея: | bar: 5 to 7; 9 to 12 13
3
Цепи тока: | bar: 5 to 7; 9 to 12 13
9
Опционально возможна установка плат расширения входов/выходов:
0
Напряжение питания, дополнительные выходные реле на плате питания:
E
Дополнительные платы расширения :
2
Hardware Issue (Date dependent) | bar: 5 to 12 13
Case Size / Ring or Pin | bar: 5 to 12 13
Software Issue - Major (Date dependent) | bar: 5 to 12 13
Software Issue - Minor (Date dependent) | bar: 6 to 12 13
Настройки пользователя
0
Напряжение срабатывания входов:
0
С коммуникационным/информационным интерфейсом:
… | bar: 6 to 12 13
Inter-MiCOM Interface
#N/A
Язык:
0

## Master Text
P632-339010E2-310-409-651
P632-339010E2-310-409-651
Дифференциальная защита с двумя токовыми плечами
Базовая комплектация:
В корпусе 40TE, разъемы под фастон
Тип установки терминала и тип дисплея:
Навесной монтаж, местная панель управления с текстовым дисплеем
Цепи тока:
Inom = 1A/5A (T11…T14/T21…T24)
Цепи напряжения:
Vnom = 50…130V (1 pole)
Опционально возможна установка плат расширения входов/выходов:
Без платы расширения
Напряжение питания, дополнительные выходные реле на плате питания:
VA,nom = 24 … 60 VDC
Дополнительные платы расширения :
Плата расширения с 24 дискретными входами
Настройки пользователя
Standard Version
Напряжение срабатывания входов:
>18 V (по умолчанию)
С коммуникационным/информационным интерфейсом:
Без SCADA коммуникационного интерфейса
Язык:
Английский (Немецкий)

## Tendering
|  | 1 | 2 | 3 | 4 | 5 | 6 | 7 | 8 | 9 | 10 | 11 | 12 | 13 | 14 | 15 | 16 | 17 | 18 | 18 | 17
Cortec Landing cell : | P63234910H0PY00G01 | P | 6 | 3 | 2 | 3 | 4 | 9 | 1 | 0 | H | 0 | P | Y | 0 | 0 | G | 0 | 1
Configurator feedback : | P63233910E2XJ00000 | P | 6 | 3 | 2 | 3 | 3 | 9 | 1 | 0 | E | 2 | X | J | 0 | 0 | 0 | 0 | 0 | double digit in same row
0
Cortec digit control 1 | [20 empty] | 5 | bar: 1
Cortec digit control 2 |  | 2: 6 |  | 6
Cortec digit control 3 |  | 3: 3 |  | 7
Cortec digit control 4 |  | 4: 2 |  | 8
Type | 1 | 5: 3 |  | 9
Mounting option and display / Case design | 1 | 6: 3 |  | 10
Processor extension and current transformer | 1 | 7: 9 |  | 11
Constant | 1 | [19 empty] | 12 | bar: 8
Additional options | 1 | 9: 0 |  | 13
Power supply and additional outputs / option | 1 | [19 empty] | 14 | bar: 10
Additional options | 2 | 11: 2 |  | 15
Version | 1 | [19 empty] | 16 | bar: 12 to 13
Customised SW/HW Version | 1 | 14: 0 |  | 17
Voltage Thresholds for Binary Inputs | 1 | 15: 0 |  | 18
SCADA Interfaces | 1 | 16: 0 |  | 19
SCADA Interfaces continued … | 1 | [19 empty] | 20
Constant |  | 17: 0 |  | 21
Language | 1 | 18: 0 |  | 22
0
0
0
0
0
0
0

## Codes (hidden)
9JIB |  | 2015-01-21 | 2001-01-01 | 2001-12-01 | 2002-01-01 | 2002-02-07 | 2002-05-22 | 2002-08-12 | 2002-12-20 | 2003-03-13 | 2003-04-01 | 2003-05-28 | 2004-03-22 | 2004-03-23 | 2004-09-21 | 2005-11-16 | 2006-07-31 | 2006-10-12 | 2007-01-30 | 2007-02-12 | 2007-06-06 | 2007-07-12 | 2007-09-14 | 2007-11-12 | 2007-11-13 | 2007-11-14 | 2008-02-20 | 2008-10-15 | 2008-10-16 | 2008-10-17 | 2009-02-12 | 2009-02-13 | 2009-02-14 | 2009-03-31 | 2009-09-21 | 2009-10-20 | 2010-05-26 | 2010-05-27 | 2010-06-01 | 2011-03-13 | 2011-03-14 | 2012-03-19 | 2012-04-17 | 2012-04-18 | 2013-07-16 | 2013-11-19 | 2014-04-01 | 2014-06-15 | 2014-06-16 | 2014-10-02 | 2015-01-21
| 9**** | ** | 9A1** | 9A1** | 9A1** | 9B1** | 9B1** | 9B1** | 9B1** | 9BA** | 9BA** | 9BA** | 9AA** | 9BA** | 9BC** | *BCCH | *BCCH | *BCCH | *BCCH | *BCCH | *BCCH | *BCCH | *BCCH | *BCCH | *BCCH | *BCCH | *BCCH | *BCCH | *BCCH | *BCCH | *BCCH | *BCCH | *BCCH | *BCCH | *BCCH | *BCCH | *BCCH | *BCCH | *BCCH | 8**** | 8**** | 8**** | 8**** | 8**** | 9**** | 8**** | 9**** | 8**** | 9**** | 9**** | 9**** | 1
| 9JIB | XJ | 9A1A | 9A1AA | 9A1AD | 9B1B | 9B1BE | 9B1BF | 9B1BF | 9BABF | 9BACG | 9BACH | 9AAAC | 9BACH | 9BACH | 8DCF | 8ECJJ | 8ECJJ | 8ECJJ | 8ECJJ | *BCCI | *BCCI | *BCCI | *BCCI | *BCCI | *BCCI | *BCCI | *BCCI | *BCCI | *BCCI | *BCCI | *BCCI | *BCCI | *BCCI | *BCCI | *BCCI | *BCCI | *BCCI | *BCCI | 8GEKQ | 8GEKQ | 8IIE | 8HGVA | 8IIEA | 9JIA | 8IIF | 9JIAA | 8IIFZ | 9JIAB | 9JIAC | 9JIB | 2
| 9JJB | XK |  |  |  | 9B2** | 9B2** | 9B2** | 9B1C | 9BAC | 9BB** | 9BB** | 9AB** | 9BACJ | 9BACI | 8DDF | 8EDJJ | 8EDJJ | 8EDJJ | 8EDJJ | *BDCH | *BDCH | *BDCH | *BDCH | *BDCH | *BDCH | *BDCH | *BDCH | *BDCH | *BDCH | *BDCH | *BDCH | *BDCH | *BDCH | *BDCH | *BDCH | *BDCH | *BDCH | *BDCH | 8GFKQ | 8GFKQ | 8IJE | 8HHVA | 8IJEA | 9JJA | 8IJF | 9JJAA | 8IJFZ | 9JJAB | 9JJAC | 9JJB | 3
[6 empty] | 9B2B | 9B2BE | 9B2BF | 9B2** | 9BB** | 9BBCG | 9BBCH | 9ABAC | 9BB** | 9BD** | 9BC** | 9BC** | 9BC** | 9BC** | 9BC** | *BDCI | *BDCI | *BDCI | *BDCI | *BDCI | *BDCI | *BDCI | *BDCI | *BDCI | *BDCI | *BDCI | *BDCI | *BDCI | *BDCI | *BDCI | *BDCI | *BDCI | *BDCI | *BDCI | 8HGQR | 8HGQR | 9**** | 9**** | 9**** |  | 9**** |  | 9**** |  |  |  | 4
[9 empty] | 9B2BF | 9BBBF |  |  |  | 9BBCH | 9BBCH | 9BACH | 9BACH | 9BACH | 9BACH | 9BACH | 8ECJN | 8ECJN | 8ECJN | 8ECJN | 8ECJN | 8ECJN | 8ECJN | 8ECJN | 8ECJN | 8ECJN | 8ECJN | 8ECJN | 8ECJN | 8GEKQ | 8GEKQ | 8GEKQ | 8ECJN | 8ECJN | 8GEKQ | 8HGV | 8HGE | 9IIE | 9HGVA | 9IIEA |  | 9IIF |  | 9IIFZ |  |  |  | 5
[9 empty] | 9B2C | 9BBC |  |  |  | 9BBCJ | 9BBCI | 9BACI | 9BACI | 9BACI | 9BACI | 9BACI | 8EDJN | 8EDJN | 8EDJN | 8EDJN | 8EDJN | 8EDJN | 8EDJN | 8EDJN | 8EDJN | 8EDJN | 8EDJN | 8EDJN | 8EDJN | 8GFKQ | 8GFKQ | 8GFKQ | 8EDJN | 8EDJN | 8GFKQ | 8HHQR | 8HHQR | 9IJE | 9HHVA | 9IJEA |  | 9IJF |  | 9IJFZ |  |  |  | 6
[15 empty] | 9CCE | 9BD** | 9BD** | 9BD** | 9BD** | 9BD** | 8FEK | 8FEKO | 8FEKP | 8GEK | 8GEKO | 8GEKP | 8GEKP | 8FEKQ | 8GEKQ | 8GEKQ | 8FEKS | 8GEKS | 8GEKQ | 8HGQR | 8HGQR | 8HGQR | 8FEKV | 8GEKV | 8HGQR | 8HHV | 8HHE | [10 empty] | 7
[15 empty] | 9CDE | 9BBCH | 9BBCH | 9BBCH | 9BBCH | 9BBCH | 8FFK | 8FFKO | 8FFKP | 8GFK | 8GFKO | 8GFKP | 8GFKP | 8FFKQ | 8GFKQ | 8GFKQ | 8FFKS | 8GFKS | 8GFKQ | 8HGU | 8HGUT | 8HGUT | 8FFKV | 8GFKV | 8HGUT | 9**** | 9**** | [10 empty] | 8 | Latest = 'PZ'
[16 empty] | 9BBCI | 9BBCI | 9BBCI | 9BBCI | 9BBCI | 9BC** | 9BC** | 9BC** | 9BC** | 9BC** | 9BC** | 8HGQ | 9BC** | 9BC** | 8HGQR | 9BC** | 9BC** | 8HGQR | 8HHQR | 8HHQR | 8HHQR | 9BC** | 9BC** | 8HHQR | 9GEKQ | 9GEKQ | [10 empty] | 9 | Latest = 'XH'
[16 empty] | 9DCF | 9ECJJ | 9ECJL | 9ECJL | 9ECJL | 9BACH | 9BACH | 9BACH | 9BACH | 9BACH | 9BACH | 8HHQ | 9BACH | 9BACH | 8HHQR | 9BACH | 9BACH | 8HHQR | 8HHU | 8HHUT | 8HHUT | 9BACH | 9BACH | 8HHUT | 9GFKQ | 9GFKQ | [10 empty] | 10
[16 empty] | 9DDF | 9EDJJ | 9EDJL | 9EDJL | 9EDJL | 9BACI | 9BACI | 9BACI | 9BACI | 9BACI | 9BACI | 9BC** | 9BACI | 9BACI | 9BC** | 9BACI | 9BACI | 9BC** | 9BC** | 9BC** | 9BC** | 9BACI | 9BACI | 9BC** | 9HGQR | 9HGQR | [10 empty] | 11
[18 empty] | 8ECJL | 8ECJL | 8ECJL | 9BD** | 9BD** | 9BD** | 9BD** | 9BD** | 9BD** | 9BACH | 9BD** | 9BD** | 9BACH | 9BD** | 9BD** | 9BACH | 9BACH | 9BACH | 9BACU | 9BD** | 9BD** | 9BACU | 9HGV | 9HGE | [10 empty] | 12
[18 empty] | 8EDJL | 8EDJL | 8EDJL | 9BBCH | 9BBCH | 9BBCH | 9BBCH | 9BBCH | 9BBCH | 9BACI | 9BBCH | 9BBCH | 9BACI | 9BBCH | 9BBCH | 9BACI | 9BACI | 9BACI | 9BD** | 9BBCH | 9BBCH | 9BD** | 9HHQR | 9HHQR | [10 empty] | 13
[19 empty] | 9ECJM | 9ECJN | 9BBCI | 9BBCI | 9BBCI | 9BBCI | 9BBCI | 9BBCI | 9BD** | 9BBCI | 9BBCI | 9BD** | 9BBCI | 9BBCI | 9BD** | 9BD** | 9BD** | 9BBCU | 9BBCI | 9BBCI | 9BBCU | 9HHV | 9HHE | [10 empty] | 14
[19 empty] | 9EDJM | 9EDJN | 9ECJN | 9ECJN | 9ECJN | 9ECJN | 9ECJN | 9ECJN | 9BBCH | 9ECJN | 9ECJN | 9BBCH | 9ECJN | 9ECJN | 9BBCH | 9BBCH | 9BBCH | 9GEKQ | 9ECJN | 9ECJN | 9GEKQ | 8HGUT | 9HGV | [10 empty] | 15
[19 empty] | 8ECJM | 8ECJN | 9EDJN | 9EDJN | 9EDJN | 9EDJN | 9EDJN | 9EDJN | 9BBCI | 9EDJN | 9EDJN | 9BBCI | 9EDJN | 9EDJN | 9BBCI | 9BBCI | 9BBCI | 9GFKQ | 9EDJN | 9EDJN | 9GFKQ | 8HHUT | 9HHV | [10 empty] | 16
[19 empty] | 8EDJM | 8EDJN | 9FEK | 9FEKO | 9FEKP | 9GEK | 9GEKO | 9GEKP | 9ECJN | 9FEKQ | 9GEKQ | 9ECJN | 9FEKS | 9GEKS | 9ECJN | 9GEKQ | 9GEKQ | 9HGQR | 9FEKV | 9GEKV | 9HGQR | 9HGUT | 8HGUT | [10 empty] | 17
[21 empty] | 9FFK | 9FFKO | 9FFKP | 9GFK | 9GFKO | 9GFKP | 9EDJN | 9FFKQ | 9GFKQ | 9EDJN | 9FFKS | 9GFKS | 9EDJN | 9GFKQ | 9GFKQ | 9HGUT | 9FFKV | 9GFKV | 9HGUT | 9HHUT | 8HHUT | [10 empty] | 18
[27 empty] | 9GEKP |  |  | 9GEKQ |  |  | 9GEKQ | 9HGQR | 9HGQR | 9HHQR |  |  | 9HHQR |  | 9HGUT | [10 empty] | 19
[27 empty] | 9GFKP |  |  | 9GFKQ |  |  | 9GFKQ | 9HGU | 9HGUT | 9HHUT |  |  | 9HHUT |  | 9HHUT | [10 empty] | 20
[27 empty] | 9HGQ |  |  | 9HGQR |  |  | 9HGQR | 9HHQR | 9HHQR | [16 empty] | 21
[27 empty] | 9HHQ |  |  | 9HHQR |  |  | 9HHQR | 9HHU | 9HHUT | [16 empty] | 22
|  |  | ** | ** | ** | ** | ** | ** | ** | ** | ** | ** | ** | ** | ** | ** | ** | ** | ** | ** | ** | ** | ** | ** | ** | ** | ** | ** | ** | ** | ** | ** | ** | ** | ** | ** | ** | ** | ** | ** | ** | ** | ** | ** | ** | ** | ** | ** | ** | ** | ** | 1
|  |  | ZT | ZU | ZV | ZW | ZY | MC | MC | MC | ME | MG | ZA | MG | MG | MS | MU | MU | MU | MU | ** | ** | ** | ** | ** | ** | ** | ** | ** | ** | ** | ** | ** | ** | ** | ** | ** | ** | ** | NU | NU | PU | PW | PY | XA | QA | XC | QC | XE | XG | XJ | 2
[6 empty] | ** | ** | ** | MA | MA | ** | ** | ** | MJ | MJ | MT | MV | MV | MV | MV | ** | ** | ** | ** | ** | ** | ** | ** | ** | ** | ** | ** | ** | ** | ** | ** | ** | ** | ** | NV | NV | PV | PX | PZ | XB | QB | XD | QD | XF | XH | XK | 3
[6 empty] | ZX | ZZ | MD | ** | ** | MF | MH | ZB | ** | ** | ** | ** | ** | ** | ** | ** | ** | ** | ** | ** | ** | ** | ** | ** | ** | ** | ** | ** | ** | ** | ** | ** | ** | ** | NW | NW | ** | ** | ** |  | ** |  | ** |  |  |  | 4
[9 empty] | MD | MD |  |  |  | MH | MH | MG | MG | MG | MG | MG | NA | NA | NA | NA | NA | NA | NA | NA | NA | NA | NA | NA | NA | NU | NU | NU | NA | NA | NU | PN | PS | PU | PW | PY |  | QA |  | QC |  |  |  | 5
[9 empty] | MB | MB |  |  |  | MK | MK | MJ | MJ | MJ | MJ | MJ | NB | NB | NB | NB | NB | NB | NB | NB | NB | NB | NB | NB | NB | NV | NV | NV | NB | NB | NV | NX | NX | PV | PX | PZ |  | QB |  | QD |  |  |  | 6
[15 empty] | MQ | ** | ** | ** | ** | ** | NC | NE | NG | NJ | NL | NN | NN | NS | NU | NU | NY | PA | NU | NW | NW | NW | PM | PK | NW | PR | PT | [10 empty] | 7
[15 empty] | MR | MH | MH | MH | MH | MH | ND | NF | NH | NK | NM | NP | NP | NT | NV | NV | NZ | PB | NV | PC | PE | PE | PJ | PL | PE | ** | ** | [10 empty] | 8
[16 empty] | MK | MK | MK | MK | MK | ** | ** | ** | ** | ** | ** | NQ | ** | ** | NW | ** | ** | NW | NX | NX | NX | ** | ** | NX | NU | NU | [10 empty] | 9
[16 empty] | MS | MU | MW | MW | MW | MG | MG | MG | MG | MG | MG | NR | MG | MG | NX | MG | MG | NX | PD | PF | PF | MG | MG | PF | NV | NV | [10 empty] | 10
[16 empty] | MT | MV | MX | MX | MX | MJ | MJ | MJ | MJ | MJ | MJ | ** | MJ | MJ | ** | MJ | MJ | ** | ** | ** | ** | MJ | MJ | ** | NW | NW | [10 empty] | 11
[18 empty] | MW | MW | MW | ** | ** | ** | ** | ** | ** | MG | ** | ** | MG | ** | ** | MG | MG | MG | PG | ** | ** | PG | PN | PS | [10 empty] | 12
[18 empty] | MX | MX | MX | MH | MH | MH | MH | MH | MH | MJ | MH | MH | MJ | MH | MH | MJ | MJ | MJ | ** | MH | MH | ** | NX | NX | [10 empty] | 13
[19 empty] | MY | NA | MK | MK | MK | MK | MK | MK | ** | MK | MK | ** | MK | MK | ** | ** | ** | PH | MK | MK | PH | PR | PT | [10 empty] | 14
[19 empty] | MZ | NB | NA | NA | NA | NA | NA | NA | MH | NA | NA | MH | NA | NA | MH | MH | MH | NU | NA | NA | NU | PE | PN | [10 empty] | 15
[19 empty] | MY | NA | NB | NB | NB | NB | NB | NB | MK | NB | NB | MK | NB | NB | MK | MK | MK | NV | NB | NB | NV | PF | PR | [10 empty] | 16
[19 empty] | MZ | NB | NC | NE | NG | NJ | NL | NN | NA | NS | NU | NA | NY | PA | NA | NU | NU | NW | PM | PK | NW | PE | PE | [10 empty] | 17
[21 empty] | ND | NF | NH | NK | NM | NP | NB | NT | NV | NB | NZ | PB | NB | NV | NV | PE | PJ | PL | PE | PF | PF | [10 empty] | 18
[21 empty] | ** NA NB NN NP NQ NR ** MG MJ ** MH MK NA NB: NN; ** NA NB NU NV NW NX ** MG MJ ** MH MK NA NB: NU; ** NA NB NU NV NW NX ** MG MJ ** MH MK NA NB: NU; ** NU NV NW PC NX PD ** MG MJ ** MH MK NU NV: NW; ** NU NV NW PE NX PF ** MG MJ ** MH MK NU NV: NW; ** NU NV NW PE NX PF ** PG ** PH NU NV NW PE: NX; ** NU NV NW PE NX PF ** PG ** PH NU NV NW PE: NX; NW PS NX PT ** NU NV NW PS NX PT PN PR PE PF: PE | [10 empty] | 19
[21 empty] | ** NA NB NN NP NQ NR ** MG MJ ** MH MK NA NB: NP; ** NA NB NU NV NW NX ** MG MJ ** MH MK NA NB: NV; ** NA NB NU NV NW NX ** MG MJ ** MH MK NA NB: NV; ** NU NV NW PC NX PD ** MG MJ ** MH MK NU NV: PC; ** NU NV NW PE NX PF ** MG MJ ** MH MK NU NV: PE; ** NU NV NW PE NX PF ** PG ** PH NU NV NW PE: PF; ** NU NV NW PE NX PF ** PG ** PH NU NV NW PE: PF; NW PS NX PT ** NU NV NW PS NX PT PN PR PE PF: PF | [10 empty] | 20
[21 empty] | ** NA NB NN NP NQ NR ** MG MJ ** MH MK NA NB: NQ; ** NA NB NU NV NW NX ** MG MJ ** MH MK NA NB: NW; ** NA NB NU NV NW NX ** MG MJ ** MH MK NA NB: NW; ** NU NV NW PC NX PD ** MG MJ ** MH MK NU NV: NX; ** NU NV NW PE NX PF ** MG MJ ** MH MK NU NV: NX | [10 empty] | 21
[21 empty] | ** NA NB NN NP NQ NR ** MG MJ ** MH MK NA NB: NR; ** NA NB NU NV NW NX ** MG MJ ** MH MK NA NB: NX; ** NA NB NU NV NW NX ** MG MJ ** MH MK NA NB: NX; ** NU NV NW PC NX PD ** MG MJ ** MH MK NU NV: PD; ** NU NV NW PE NX PF ** MG MJ ** MH MK NU NV: PF | [10 empty] | 22

## Database (hidden)
1 | 310-4xx-651 | 2015-01-21
2 | 310-4xx-650-703 | 2014-10-02
3 | 310-4xx-650-702 | 2014-06-16
4 | 310-4xx-650-701 | 2014-04-01
5 | 310-4xx-650 | 2013-07-16
6 | 309-4xx-631-726 | 2014-06-15
7 | 309-4xx-631 | 2013-11-19
8 | 309-4xx-630-725 | 2012-04-18
9 | 309-4xx-630 | 2012-03-19
10 | 308-4xx-630 | 2011-03-14
11 | 308-4xx-622-724 | 2012-04-17
12 | 308-4xx-622 | 2011-03-13
13 | 308-4xx-621-720 | 2010-06-01
14 | 308-4xx-621 | 2009-03-31
15 | 307-4xx-611-716 | 2007-11-14
16 | 307-4xx-611-715 | 2007-11-13
17 | 305-4xx-610-714 | 2007-02-12
18 | 302-4xx-603-708 | 2003-05-28
19 | 302-4xx-602-705 | 2002-05-22
20 | 302-4xx-602 | 2002-02-07
1 | В корпусе 40TE, разъемы под фастон | 3 | Навесной монтаж, местная панель управления с текстовым дисплеем | Утопленный монтаж, местная панель управления с текстовым дисплеем | Навесной монтаж со съемным ЧМИ | Утопленный монтаж со съемным ЧМИ |  |  |  |  | -409 | -45 | -9 |  |  |  | I
2 | В корпусе 84TE, разъемы под винт | 8 | Навесной монтаж, местная панель управления с текстовым дисплеем | Утопленный монтаж, местная панель управления с текстовым дисплеем | Навесной монтаж со съемным ЧМИ | Утопленный монтаж со съемным ЧМИ |  |  |  |  | -410 | -45 | -9 |  |  |  | J
Lookup
1 | Навесной монтаж, местная панель управления с текстовым дисплеем | 3 | Навесной монтаж, местная панель управления с текстовым дисплеем | 3
2 | Утопленный монтаж, местная панель управления с текстовым дисплеем | 4 | Утопленный монтаж, местная панель управления с текстовым дисплеем | 4
3 | Навесной монтаж со съемным ЧМИ | 7 | Навесной монтаж со съемным ЧМИ | 7
4 | Утопленный монтаж со съемным ЧМИ | 9 | Утопленный монтаж со съемным ЧМИ | 9
J
1 | Inom = 1A/5A (T11…T14/T21…T24) | 9 | A | E0337875
2 |  | 9 | B | E0337875
|  |  | C | E0337875
|  |  | D | E0337875
1 | Без платы расширения | 0 | E | E9650135
2 | С 1 модулем (доп. 6 дискретных входов и 8 выходных реле) | 1 | F | E9651472
3 | С 1 модулем (доп. 6 дискретных входов и 6 выходных реле) (2-pole)) для управления до 3х распределительных устройств | 5 | G | E9651472
|  |  | H | E9651472
|  |  | I | E9651472
1 | VA,nom = 24 … 60 VDC | E
2 | VA,nom = 60 ... 250 VDC / 100 ... 230 VAC | F
3 | VA,nom = 24 … 60 VDC и 6 выходных реле, | G
4 | VA,nom = 60 ... 250 VDC / 100 ... 230 VAC и 6 выходных реле, | H
5 | VA,nom = 24 … 60 VDC и 4 сильноточных контакта | L
6 | VA,nom = 60 ... 250 VDC / 100 ... 230 VAC и 4 сильноточных контакта | M
7 |  | *
8 |  | *
1 | Без платы расширения | 0
2 | Плата расширения с 24 дискретными входами | 2
3 | Плата расширения с 24 дискретными входами | 4
1 | Без SCADA коммуникационного интерфейса |  |  | English (German) | Px40 English (English) | German (English) | French (English) Software Version "-603-709" Available ("-606" : On request) | Spanish (English) Software Version "-603-708" Available ("-606" : On request) | Polish (English) : On request | Russian (English) Software Version "-603-709" Available ("-606" : On request) |  | -800 | -801 | -802 | -803 | -80* | -805
2 | Протокол для переключения между: IEC 60870-5-101/-103, Modbus, DNP3, Courier и плата IRIG-B для синхронизации по времени и 2ой задний порт связи связи (RS485, IEC 60870-5-103) | 6 | 0 | English (German) | Px40 English (English) | German (English) | French (English) Software Version "-603-709" Available ("-606" : On request) | Spanish (English) Software Version "-603-708" Available ("-606" : On request) | Polish (English) : On request | Russian (English) Software Version "-603-709" Available ("-606" : On request) |  | -800 | -801 | -802 | -803 | -80* | -805
3 | Потокол IEC61850, одноканальное соединение | 6 | 2 | English (German) | Px40 English (English) | German (English) | French (English) Software Version "-603-709" Available ("-606" : On request) | Spanish (English) Software Version "-603-708" Available ("-606" : On request) | Polish (English) : On request | Russian (English) Software Version "-603-709" Available ("-606" : On request) |  | -800 | -801 | -802 | -803 | -80* | -805
4 | Протокол IEC61850, избыточное соединение | 6 | 2 | English (German) | Px40 English (English) | German (English) | French (English) Software Version "-603-709" Available ("-606" : On request) | Spanish (English) Software Version "-603-708" Available ("-606" : On request) | Polish (English) : On request | Russian (English) Software Version "-603-709" Available ("-606" : On request) |  | -800 | -801 | -802 | -803 | -80* | -805
[5 empty] | 11 | 11 |  | 0
1 | [5 empty] | 12 |  | 0
2 | [5 empty] | 13 |  | 0
3 | [5 empty] | 21 | -921 | E | 0
[6 empty] | 22 | -922 | F | 1
[6 empty] | 23 | -924 | G | 2
1 | Standard Version | 0 |  |  |  | 31 | -946 | K | 4
2 | [5 empty] | 32 | -947 | L | 1
3 | [5 empty] | 33 | -947 | L | 2
[6 empty] | 41 | -981 | M | 4
[6 empty] | 42 | -982 | N | 1
1 | >18 V (по умолчанию) | 0 |  |  |  | 43 | -983 | P | 2
2 | >90 V (60 to 70% of VA,nom = 125...150 V) | 1 | -461
3 | >155 V (60 to 70% of VA,nom = 220...250 V) | 2 | -462
4 | >73 V (67% of VA,nom = 110 V) | 3 | -463
5 | >146 V (67% of VA,nom = 220 V) | 4 | -464
1 | None |  | 0
2 | For connection to wire, RS485, isolated | -951 | A
3 | For connection to plastic fibre, FSMA connector | -952 | B
4 | For connection to glass fibre, ST connector | -954 | C
1 | Английский (Немецкий) | 0
2 | Not yet available - Px40 Английский (Английский) | * | -80*
3 | Немецкий (Английский) | 1 | -801
4 | Not yet available - Французский (Английский) | * | -80*
5 | Испанский (Английский) | 3 | -803
6 | Not yet available - Польский (Английский) | * | -80*
7 | Русский (Английский) | 5 | -805
1 | B | -651
2 | * | **** | * | ****
3 | B | -651
4 | * | **** | * | ****
5 | B | -651
6 | * | **** | * | ****
7 | B | -651
1 | Areva Livery | 2
2 |  | 2

## Date Drivers (hidden)
Key Date | 2015-01-21
Basic device/Type of connection | 2002-02-07 | 2002-05-22 | 2003-05-28 | 2007-02-12 | 2007-07-12 | 2007-11-13 | 2007-11-14 | 2009-03-31 | 2010-06-01 | 2011-03-13 | 2011-03-14 | 2012-03-19 | 2012-04-17 | 2012-04-18 | 2013-07-16 | 2013-11-19 | 2014-04-01 | 2014-06-15 | 2014-06-16 | 2014-10-02 | 2015-01-21
| В корпусе 40TE, разъемы под фастон | В корпусе 40TE, разъемы под фастон | В корпусе 40TE, разъемы под фастон | В корпусе 40TE, разъемы под фастон | В корпусе 40TE, разъемы под фастон | В корпусе 40TE, разъемы под фастон | В корпусе 40TE, разъемы под фастон | В корпусе 40TE, разъемы под фастон | В корпусе 40TE, разъемы под фастон | В корпусе 40TE, разъемы под фастон | В корпусе 40TE, разъемы под фастон | В корпусе 40TE, разъемы под фастон | В корпусе 40TE, разъемы под фастон | В корпусе 40TE, разъемы под фастон | В корпусе 40TE, разъемы под фастон | В корпусе 40TE, разъемы под фастон | В корпусе 40TE, разъемы под фастон | В корпусе 40TE, разъемы под фастон | В корпусе 40TE, разъемы под фастон | В корпусе 40TE, разъемы под фастон | В корпусе 40TE, разъемы под фастон
| В корпусе 84TE, разъемы под винт | В корпусе 84TE, разъемы под винт | В корпусе 84TE, разъемы под винт | В корпусе 84TE, разъемы под винт | В корпусе 84TE, разъемы под винт | В корпусе 84TE, разъемы под винт | В корпусе 84TE, разъемы под винт | В корпусе 84TE, разъемы под винт | В корпусе 84TE, разъемы под винт | В корпусе 84TE, разъемы под винт | В корпусе 84TE, разъемы под винт | В корпусе 84TE, разъемы под винт | В корпусе 84TE, разъемы под винт | В корпусе 84TE, разъемы под винт | В корпусе 84TE, разъемы под винт | В корпусе 84TE, разъемы под винт | В корпусе 84TE, разъемы под винт | В корпусе 84TE, разъемы под винт | В корпусе 84TE, разъемы под винт | В корпусе 84TE, разъемы под винт | В корпусе 84TE, разъемы под винт
Mounting option and display/Case design | Навесной монтаж, местная панель управления с текстовым дисплеем | Навесной монтаж, местная панель управления с текстовым дисплеем | Навесной монтаж, местная панель управления с текстовым дисплеем | Навесной монтаж, местная панель управления с текстовым дисплеем | Навесной монтаж, местная панель управления с текстовым дисплеем | Навесной монтаж, местная панель управления с текстовым дисплеем | Навесной монтаж, местная панель управления с текстовым дисплеем | Навесной монтаж, местная панель управления с текстовым дисплеем | Навесной монтаж, местная панель управления с текстовым дисплеем | Навесной монтаж, местная панель управления с текстовым дисплеем | Навесной монтаж, местная панель управления с текстовым дисплеем | Навесной монтаж, местная панель управления с текстовым дисплеем | Навесной монтаж, местная панель управления с текстовым дисплеем | Навесной монтаж, местная панель управления с текстовым дисплеем | Навесной монтаж, местная панель управления с текстовым дисплеем | Навесной монтаж, местная панель управления с текстовым дисплеем | Навесной монтаж, местная панель управления с текстовым дисплеем | Навесной монтаж, местная панель управления с текстовым дисплеем | Навесной монтаж, местная панель управления с текстовым дисплеем | Навесной монтаж, местная панель управления с текстовым дисплеем | Навесной монтаж, местная панель управления с текстовым дисплеем
| Утопленный монтаж, местная панель управления с текстовым дисплеем | Утопленный монтаж, местная панель управления с текстовым дисплеем | Утопленный монтаж, местная панель управления с текстовым дисплеем | Утопленный монтаж, местная панель управления с текстовым дисплеем | Утопленный монтаж, местная панель управления с текстовым дисплеем | Утопленный монтаж, местная панель управления с текстовым дисплеем | Утопленный монтаж, местная панель управления с текстовым дисплеем | Утопленный монтаж, местная панель управления с текстовым дисплеем | Утопленный монтаж, местная панель управления с текстовым дисплеем | Утопленный монтаж, местная панель управления с текстовым дисплеем | Утопленный монтаж, местная панель управления с текстовым дисплеем | Утопленный монтаж, местная панель управления с текстовым дисплеем | Утопленный монтаж, местная панель управления с текстовым дисплеем | Утопленный монтаж, местная панель управления с текстовым дисплеем | Утопленный монтаж, местная панель управления с текстовым дисплеем | Утопленный монтаж, местная панель управления с текстовым дисплеем | Утопленный монтаж, местная панель управления с текстовым дисплеем | Утопленный монтаж, местная панель управления с текстовым дисплеем | Утопленный монтаж, местная панель управления с текстовым дисплеем | Утопленный монтаж, местная панель управления с текстовым дисплеем | Утопленный монтаж, местная панель управления с текстовым дисплеем
[5 empty] | Навесной монтаж со съемным ЧМИ | Навесной монтаж со съемным ЧМИ | Навесной монтаж со съемным ЧМИ | Навесной монтаж со съемным ЧМИ | Навесной монтаж со съемным ЧМИ | Навесной монтаж со съемным ЧМИ | Навесной монтаж со съемным ЧМИ | Навесной монтаж со съемным ЧМИ | Навесной монтаж со съемным ЧМИ | Навесной монтаж со съемным ЧМИ | Навесной монтаж со съемным ЧМИ | Навесной монтаж со съемным ЧМИ | Навесной монтаж со съемным ЧМИ | Навесной монтаж со съемным ЧМИ | Навесной монтаж со съемным ЧМИ | Навесной монтаж со съемным ЧМИ | Навесной монтаж со съемным ЧМИ
[5 empty] | Утопленный монтаж со съемным ЧМИ | Утопленный монтаж со съемным ЧМИ | Утопленный монтаж со съемным ЧМИ | Утопленный монтаж со съемным ЧМИ | Утопленный монтаж со съемным ЧМИ | Утопленный монтаж со съемным ЧМИ | Утопленный монтаж со съемным ЧМИ | Утопленный монтаж со съемным ЧМИ | Утопленный монтаж со съемным ЧМИ | Утопленный монтаж со съемным ЧМИ | Утопленный монтаж со съемным ЧМИ | Утопленный монтаж со съемным ЧМИ | Утопленный монтаж со съемным ЧМИ | Утопленный монтаж со съемным ЧМИ | Утопленный монтаж со съемным ЧМИ | Утопленный монтаж со съемным ЧМИ | Утопленный монтаж со съемным ЧМИ
Additional Options | Без платы расширения | Без платы расширения | Без платы расширения | Без платы расширения | Без платы расширения | Без платы расширения | Без платы расширения | Без платы расширения | Без платы расширения | Без платы расширения | Без платы расширения | Без платы расширения | Без платы расширения | Без платы расширения | Без платы расширения | Без платы расширения | Без платы расширения | Без платы расширения | Без платы расширения | Без платы расширения | Без платы расширения
| 0 | 0 | 0 | 0 | 0 | 0 | 0 | 0 | 0 | 0 | 0 | 0 | 0 | 0 | 0 | 0 | 0 | 0 | 0 | 0 | 0
| С 1 модулем (доп. 6 дискретных входов и 8 выходных реле) | С 1 модулем (доп. 6 дискретных входов и 8 выходных реле) | С 1 модулем (доп. 6 дискретных входов и 8 выходных реле) | С 1 модулем (доп. 6 дискретных входов и 8 выходных реле) | С 1 модулем (доп. 6 дискретных входов и 8 выходных реле) | С 1 модулем (доп. 6 дискретных входов и 8 выходных реле) | С 1 модулем (доп. 6 дискретных входов и 8 выходных реле) | С 1 модулем (доп. 6 дискретных входов и 8 выходных реле) | С 1 модулем (доп. 6 дискретных входов и 8 выходных реле) | С 1 модулем (доп. 6 дискретных входов и 8 выходных реле) | С 1 модулем (доп. 6 дискретных входов и 8 выходных реле) | С 1 модулем (доп. 6 дискретных входов и 8 выходных реле) | С 1 модулем (доп. 6 дискретных входов и 8 выходных реле) | С 1 модулем (доп. 6 дискретных входов и 8 выходных реле) | С 1 модулем (доп. 6 дискретных входов и 8 выходных реле) | С 1 модулем (доп. 6 дискретных входов и 8 выходных реле) | С 1 модулем (доп. 6 дискретных входов и 8 выходных реле) | С 1 модулем (доп. 6 дискретных входов и 8 выходных реле) | С 1 модулем (доп. 6 дискретных входов и 8 выходных реле) | С 1 модулем (доп. 6 дискретных входов и 8 выходных реле) | С 1 модулем (доп. 6 дискретных входов и 8 выходных реле)
| 1 | 1 | 1 | 1 | 1 | 1 | 1 | 1 | 1 | 1 | 1 | 1 | 1 | 1 | 1 | 1 | 1 | 1 | 1 | 1 | 1
[8 empty] | С 1 модулем (доп. 6 дискретных входов и 6 выходных реле) (2-pole)) для управления до 3х распределительных устройств | С 1 модулем (доп. 6 дискретных входов и 6 выходных реле) (2-pole)) для управления до 3х распределительных устройств | С 1 модулем (доп. 6 дискретных входов и 6 выходных реле) (2-pole)) для управления до 3х распределительных устройств | С 1 модулем (доп. 6 дискретных входов и 6 выходных реле) (2-pole)) для управления до 3х распределительных устройств | С 1 модулем (доп. 6 дискретных входов и 6 выходных реле) (2-pole)) для управления до 3х распределительных устройств | С 1 модулем (доп. 6 дискретных входов и 6 выходных реле) (2-pole)) для управления до 3х распределительных устройств | С 1 модулем (доп. 6 дискретных входов и 6 выходных реле) (2-pole)) для управления до 3х распределительных устройств | С 1 модулем (доп. 6 дискретных входов и 6 выходных реле) (2-pole)) для управления до 3х распределительных устройств | С 1 модулем (доп. 6 дискретных входов и 6 выходных реле) (2-pole)) для управления до 3х распределительных устройств | С 1 модулем (доп. 6 дискретных входов и 6 выходных реле) (2-pole)) для управления до 3х распределительных устройств | С 1 модулем (доп. 6 дискретных входов и 6 выходных реле) (2-pole)) для управления до 3х распределительных устройств | С 1 модулем (доп. 6 дискретных входов и 6 выходных реле) (2-pole)) для управления до 3х распределительных устройств | С 1 модулем (доп. 6 дискретных входов и 6 выходных реле) (2-pole)) для управления до 3х распределительных устройств | С 1 модулем (доп. 6 дискретных входов и 6 выходных реле) (2-pole)) для управления до 3х распределительных устройств
| 1 | 1 | 1 | 1 | 1 | 1 | 1 | 5 | 5 | 5 | 5 | 5 | 5 | 5 | 5 | 5 | 5 | 5 | 5 | 5 | 5
Power supply
| VA,nom = 24 VDC | VA,nom = 24 VDC | VA,nom = 24 VDC | VA,nom = 24 VDC | VA,nom = 24 VDC | VA,nom = 24 VDC | VA,nom = 24 VDC | VA,nom = 24 VDC | VA,nom = 24 VDC | VA,nom = 24 VDC | VA,nom = 24 VDC | VA,nom = 24 … 60 VDC | VA,nom = 24 … 60 VDC | VA,nom = 24 … 60 VDC | VA,nom = 24 … 60 VDC | VA,nom = 24 … 60 VDC | VA,nom = 24 … 60 VDC | VA,nom = 24 … 60 VDC | VA,nom = 24 … 60 VDC | VA,nom = 24 … 60 VDC | VA,nom = 24 … 60 VDC
| VA,nom = 48 ... 250 VDC / 100 ... 230 VAC | VA,nom = 48 ... 250 VDC / 100 ... 230 VAC | VA,nom = 48 ... 250 VDC / 100 ... 230 VAC | VA,nom = 48 ... 250 VDC / 100 ... 230 VAC | VA,nom = 48 ... 250 VDC / 100 ... 230 VAC | VA,nom = 48 ... 250 VDC / 100 ... 230 VAC | VA,nom = 48 ... 250 VDC / 100 ... 230 VAC | VA,nom = 48 ... 250 VDC / 100 ... 230 VAC | VA,nom = 48 ... 250 VDC / 100 ... 230 VAC | VA,nom = 48 ... 250 VDC / 100 ... 230 VAC | VA,nom = 48 ... 250 VDC / 100 ... 230 VAC | VA,nom = 60 ... 250 VDC / 100 ... 230 VAC | VA,nom = 60 ... 250 VDC / 100 ... 230 VAC | VA,nom = 60 ... 250 VDC / 100 ... 230 VAC | VA,nom = 60 ... 250 VDC / 100 ... 230 VAC | VA,nom = 60 ... 250 VDC / 100 ... 230 VAC | VA,nom = 60 ... 250 VDC / 100 ... 230 VAC | VA,nom = 60 ... 250 VDC / 100 ... 230 VAC | VA,nom = 60 ... 250 VDC / 100 ... 230 VAC | VA,nom = 60 ... 250 VDC / 100 ... 230 VAC | VA,nom = 60 ... 250 VDC / 100 ... 230 VAC
| VA,nom = 24 VDC и 6 выходных реле, | VA,nom = 24 VDC и 6 выходных реле, | VA,nom = 24 VDC и 6 выходных реле, | VA,nom = 24 VDC и 6 выходных реле, | VA,nom = 24 VDC и 6 выходных реле, | VA,nom = 24 VDC и 6 выходных реле, | VA,nom = 24 VDC и 6 выходных реле, | VA,nom = 24 VDC и 6 выходных реле, | VA,nom = 24 VDC и 6 выходных реле, | VA,nom = 24 VDC и 6 выходных реле, | VA,nom = 24 VDC и 6 выходных реле, | VA,nom = 24 … 60 VDC и 6 выходных реле, | VA,nom = 24 … 60 VDC и 6 выходных реле, | VA,nom = 24 … 60 VDC и 6 выходных реле, | VA,nom = 24 … 60 VDC и 6 выходных реле, | VA,nom = 24 … 60 VDC и 6 выходных реле, | VA,nom = 24 … 60 VDC и 6 выходных реле, | VA,nom = 24 … 60 VDC и 6 выходных реле, | VA,nom = 24 … 60 VDC и 6 выходных реле, | VA,nom = 24 … 60 VDC и 6 выходных реле, | VA,nom = 24 … 60 VDC и 6 выходных реле,
| VA,nom = 48 ... 250 VDC / 100 ... 230 VAC и 6 выходных реле, | VA,nom = 48 ... 250 VDC / 100 ... 230 VAC и 6 выходных реле, | VA,nom = 48 ... 250 VDC / 100 ... 230 VAC и 6 выходных реле, | VA,nom = 48 ... 250 VDC / 100 ... 230 VAC и 6 выходных реле, | VA,nom = 48 ... 250 VDC / 100 ... 230 VAC и 6 выходных реле, | VA,nom = 48 ... 250 VDC / 100 ... 230 VAC и 6 выходных реле, | VA,nom = 48 ... 250 VDC / 100 ... 230 VAC и 6 выходных реле, | VA,nom = 48 ... 250 VDC / 100 ... 230 VAC и 6 выходных реле, | VA,nom = 48 ... 250 VDC / 100 ... 230 VAC и 6 выходных реле, | VA,nom = 48 ... 250 VDC / 100 ... 230 VAC и 6 выходных реле, | VA,nom = 48 ... 250 VDC / 100 ... 230 VAC и 6 выходных реле, | VA,nom = 60 ... 250 VDC / 100 ... 230 VAC и 6 выходных реле, | VA,nom = 60 ... 250 VDC / 100 ... 230 VAC и 6 выходных реле, | VA,nom = 60 ... 250 VDC / 100 ... 230 VAC и 6 выходных реле, | VA,nom = 60 ... 250 VDC / 100 ... 230 VAC и 6 выходных реле, | VA,nom = 60 ... 250 VDC / 100 ... 230 VAC и 6 выходных реле, | VA,nom = 60 ... 250 VDC / 100 ... 230 VAC и 6 выходных реле, | VA,nom = 60 ... 250 VDC / 100 ... 230 VAC и 6 выходных реле, | VA,nom = 60 ... 250 VDC / 100 ... 230 VAC и 6 выходных реле, | VA,nom = 60 ... 250 VDC / 100 ... 230 VAC и 6 выходных реле, | VA,nom = 60 ... 250 VDC / 100 ... 230 VAC и 6 выходных реле,
[8 empty] | VA,nom = 24 VDC и 4 сильноточных контакта | VA,nom = 24 VDC и 4 сильноточных контакта | VA,nom = 24 VDC и 4 сильноточных контакта | VA,nom = 24 VDC и 4 сильноточных контакта | VA,nom = 24 … 60 VDC и 4 сильноточных контакта | VA,nom = 24 … 60 VDC и 4 сильноточных контакта | VA,nom = 24 … 60 VDC и 4 сильноточных контакта | VA,nom = 24 … 60 VDC и 4 сильноточных контакта | VA,nom = 24 … 60 VDC и 4 сильноточных контакта | VA,nom = 24 … 60 VDC и 4 сильноточных контакта | VA,nom = 24 … 60 VDC и 4 сильноточных контакта | VA,nom = 24 … 60 VDC и 4 сильноточных контакта | VA,nom = 24 … 60 VDC и 4 сильноточных контакта | VA,nom = 24 … 60 VDC и 4 сильноточных контакта
[8 empty] | VA,nom = 48 ... 250 VDC / 100 ... 230 VAC и 4 сильноточных контакта | VA,nom = 48 ... 250 VDC / 100 ... 230 VAC и 4 сильноточных контакта | VA,nom = 48 ... 250 VDC / 100 ... 230 VAC и 4 сильноточных контакта | VA,nom = 48 ... 250 VDC / 100 ... 230 VAC и 4 сильноточных контакта | VA,nom = 60 ... 250 VDC / 100 ... 230 VAC и 4 сильноточных контакта | VA,nom = 60 ... 250 VDC / 100 ... 230 VAC и 4 сильноточных контакта | VA,nom = 60 ... 250 VDC / 100 ... 230 VAC и 4 сильноточных контакта | VA,nom = 60 ... 250 VDC / 100 ... 230 VAC и 4 сильноточных контакта | VA,nom = 60 ... 250 VDC / 100 ... 230 VAC и 4 сильноточных контакта | VA,nom = 60 ... 250 VDC / 100 ... 230 VAC и 4 сильноточных контакта | VA,nom = 60 ... 250 VDC / 100 ... 230 VAC и 4 сильноточных контакта | VA,nom = 60 ... 250 VDC / 100 ... 230 VAC и 4 сильноточных контакта | VA,nom = 60 ... 250 VDC / 100 ... 230 VAC и 4 сильноточных контакта | VA,nom = 60 ... 250 VDC / 100 ... 230 VAC и 4 сильноточных контакта
Additional Options
| Без платы расширения | Без платы расширения | Без платы расширения | Без платы расширения | Без платы расширения | Без платы расширения | Без платы расширения | Без платы расширения | Без платы расширения | Без платы расширения | Без платы расширения | Без платы расширения | Без платы расширения | Без платы расширения | Без платы расширения | Без платы расширения | Без платы расширения | Без платы расширения | Без платы расширения | Без платы расширения | Без платы расширения
| 0 | 0 | 0 | 0 | 0 | 0 | 0 | 0 | 0 | 0 | 0 | 0 | 0 | 0 | 0 | 0 | 0 | 0 | 0 | 0 | 0
| Плата расширения с аналоговыми входами | Плата расширения с аналоговыми входами | Плата расширения с аналоговыми входами | Плата расширения с аналоговыми входами | Плата расширения с аналоговыми входами | Плата расширения с аналоговыми входами | Плата расширения с аналоговыми входами | Плата расширения с аналоговыми входами | Плата расширения с аналоговыми входами | Плата расширения с аналоговыми входами | Плата расширения с аналоговыми входами | Плата расширения с аналоговыми входами | Плата расширения с аналоговыми входами | Плата расширения с 24 дискретными входами | Плата расширения с 24 дискретными входами | Плата расширения с 24 дискретными входами | Плата расширения с 24 дискретными входами | Плата расширения с 24 дискретными входами | Плата расширения с 24 дискретными входами | Плата расширения с 24 дискретными входами | Плата расширения с 24 дискретными входами
| 2 | 2 | 2 | 2 | 2 | 2 | 2 | 2 | 2 | 2 | 2 | 2 | 2 | 2 | 2 | 2 | 2 | 2 | 2 | 2 | 2
| Плата расширения с 24 дискретными входами | Плата расширения с 24 дискретными входами | Плата расширения с 24 дискретными входами | Плата расширения с 24 дискретными входами | Плата расширения с 24 дискретными входами | Плата расширения с 24 дискретными входами | Плата расширения с 24 дискретными входами | Плата расширения с 24 дискретными входами | Плата расширения с 24 дискретными входами | Плата расширения с 24 дискретными входами | Плата расширения с 24 дискретными входами | Плата расширения с 24 дискретными входами | Плата расширения с 24 дискретными входами | Плата расширения с 24 дискретными входами | Плата расширения с 24 дискретными входами | Плата расширения с 24 дискретными входами | Плата расширения с 24 дискретными входами | Плата расширения с 24 дискретными входами | Плата расширения с 24 дискретными входами | Плата расширения с 24 дискретными входами | Плата расширения с 24 дискретными входами
| 4 | 4 | 4 | 4 | 4 | 4 | 4 | 4 | 4 | 4 | 4 | 4 | 4 | 4 | 4 | 4 | 4 | 4 | 4 | 4 | 4
Hardware Issue (Date dependent)
| B | B | B | E | F | G | G | H | H | H | H | I | H | I | J | I | J | I | J | J | J
| -302 | -302 | -302 | -305 | -306 | -307 | -307 | -308 | -308 | -308 | -308 | -309 | -308 | -309 | -310 | -309 | -310 | -309 | -310 | -310 | -310
Case Size / Ring or Pin
| -401 | -401 | -401 | -403 | -405 | -405 | -405 | -407 | -407 | -407 | -407 | -409 | -407 | -409 | -409 | -409 | -409 | -409 | -409 | -409 | -409
| 1 | 1 | A | C | E | E | E | G | G | G | G | I | G | I | I | I | I | I | I | I | I
| -402 | -402 | -402 | -404 | -406 | -406 | -406 | -408 | -408 | -408 | -408 | -410 | -408 | -410 | -410 | -410 | -410 | -410 | -410 | -410 | -410
| 2 | 2 | B | D | F | F | F | H | H | H | H | J | H | J | J | J | J | J | J | J | J
Interfaces
| Без SCADA коммуникационного интерфейса | Без SCADA коммуникационного интерфейса | Без SCADA коммуникационного интерфейса | Без SCADA коммуникационного интерфейса | Без SCADA коммуникационного интерфейса | Без SCADA коммуникационного интерфейса | Без SCADA коммуникационного интерфейса | Без SCADA коммуникационного интерфейса | Без SCADA коммуникационного интерфейса | Без SCADA коммуникационного интерфейса | Без SCADA коммуникационного интерфейса | Без SCADA коммуникационного интерфейса | Без SCADA коммуникационного интерфейса | Без SCADA коммуникационного интерфейса | Без SCADA коммуникационного интерфейса | Без SCADA коммуникационного интерфейса | Без SCADA коммуникационного интерфейса | Без SCADA коммуникационного интерфейса | Без SCADA коммуникационного интерфейса | Без SCADA коммуникационного интерфейса | Без SCADA коммуникационного интерфейса
| Protocol IEC 60870-5-103 only : | Protocol IEC 60870-5-103 only : | Protocol IEC 60870-5-103 only : | Protocol IEC 60870-5-103 only : | Protocol IEC 60870-5-103 only : | Protocol IEC 60870-5-103 only : | Protocol IEC 60870-5-103 only : | Protocol IEC 60870-5-103 only : | Protocol IEC 60870-5-103 only : | Protocol IEC 60870-5-103 only : | Protocol IEC 60870-5-103 only : | Protocol IEC 60870-5-103 only : | Protocol IEC 60870-5-103 only : | Protocol IEC 60870-5-103 only : | Protocol IEC 60870-5-103 only : | Protocol IEC 60870-5-103 only : | Protocol IEC 60870-5-103 only : | Protocol IEC 60870-5-103 only : | Protocol IEC 60870-5-103 only : | Protocol IEC 60870-5-103 only : | Protocol IEC 60870-5-103 only :
| Протокол для переключения между: IEC 60870-5-101/-103, Modbus, DNP3, Courier и плата IRIG-B для синхронизации по времени и 2ой задний порт связи связи (RS485, IEC 60870-5-103) | Протокол для переключения между: IEC 60870-5-101/-103, Modbus, DNP3, Courier и плата IRIG-B для синхронизации по времени и 2ой задний порт связи связи (RS485, IEC 60870-5-103) | Протокол для переключения между: IEC 60870-5-101/-103, Modbus, DNP3, Courier и плата IRIG-B для синхронизации по времени и 2ой задний порт связи связи (RS485, IEC 60870-5-103) | Протокол для переключения между: IEC 60870-5-101/-103, Modbus, DNP3, Courier и плата IRIG-B для синхронизации по времени и 2ой задний порт связи связи (RS485, IEC 60870-5-103) | Протокол для переключения между: IEC 60870-5-101/-103, Modbus, DNP3, Courier и плата IRIG-B для синхронизации по времени и 2ой задний порт связи связи (RS485, IEC 60870-5-103) | Протокол для переключения между: IEC 60870-5-101/-103, Modbus, DNP3, Courier и плата IRIG-B для синхронизации по времени и 2ой задний порт связи связи (RS485, IEC 60870-5-103) | Протокол для переключения между: IEC 60870-5-101/-103, Modbus, DNP3, Courier и плата IRIG-B для синхронизации по времени и 2ой задний порт связи связи (RS485, IEC 60870-5-103) | Протокол для переключения между: IEC 60870-5-101/-103, Modbus, DNP3, Courier и плата IRIG-B для синхронизации по времени и 2ой задний порт связи связи (RS485, IEC 60870-5-103) | Протокол для переключения между: IEC 60870-5-101/-103, Modbus, DNP3, Courier и плата IRIG-B для синхронизации по времени и 2ой задний порт связи связи (RS485, IEC 60870-5-103) | Протокол для переключения между: IEC 60870-5-101/-103, Modbus, DNP3, Courier и плата IRIG-B для синхронизации по времени и 2ой задний порт связи связи (RS485, IEC 60870-5-103) | Протокол для переключения между: IEC 60870-5-101/-103, Modbus, DNP3, Courier и плата IRIG-B для синхронизации по времени и 2ой задний порт связи связи (RS485, IEC 60870-5-103) | Протокол для переключения между: IEC 60870-5-101/-103, Modbus, DNP3, Courier и плата IRIG-B для синхронизации по времени и 2ой задний порт связи связи (RS485, IEC 60870-5-103) | Протокол для переключения между: IEC 60870-5-101/-103, Modbus, DNP3, Courier и плата IRIG-B для синхронизации по времени и 2ой задний порт связи связи (RS485, IEC 60870-5-103) | Протокол для переключения между: IEC 60870-5-101/-103, Modbus, DNP3, Courier и плата IRIG-B для синхронизации по времени и 2ой задний порт связи связи (RS485, IEC 60870-5-103) | Протокол для переключения между: IEC 60870-5-101/-103, Modbus, DNP3, Courier и плата IRIG-B для синхронизации по времени и 2ой задний порт связи связи (RS485, IEC 60870-5-103) | Протокол для переключения между: IEC 60870-5-101/-103, Modbus, DNP3, Courier и плата IRIG-B для синхронизации по времени и 2ой задний порт связи связи (RS485, IEC 60870-5-103) | Протокол для переключения между: IEC 60870-5-101/-103, Modbus, DNP3, Courier и плата IRIG-B для синхронизации по времени и 2ой задний порт связи связи (RS485, IEC 60870-5-103) | Протокол для переключения между: IEC 60870-5-101/-103, Modbus, DNP3, Courier и плата IRIG-B для синхронизации по времени и 2ой задний порт связи связи (RS485, IEC 60870-5-103) | Протокол для переключения между: IEC 60870-5-101/-103, Modbus, DNP3, Courier и плата IRIG-B для синхронизации по времени и 2ой задний порт связи связи (RS485, IEC 60870-5-103) | Протокол для переключения между: IEC 60870-5-101/-103, Modbus, DNP3, Courier и плата IRIG-B для синхронизации по времени и 2ой задний порт связи связи (RS485, IEC 60870-5-103) | Протокол для переключения между: IEC 60870-5-101/-103, Modbus, DNP3, Courier и плата IRIG-B для синхронизации по времени и 2ой задний порт связи связи (RS485, IEC 60870-5-103)
|  |  |  | Потокол IEC61850, одноканальное соединение | Потокол IEC61850, одноканальное соединение | Потокол IEC61850, одноканальное соединение | Потокол IEC61850, одноканальное соединение | Потокол IEC61850, одноканальное соединение | Потокол IEC61850, одноканальное соединение | Потокол IEC61850, одноканальное соединение | Потокол IEC61850, одноканальное соединение | Потокол IEC61850, одноканальное соединение | Потокол IEC61850, одноканальное соединение | Потокол IEC61850, одноканальное соединение | Потокол IEC61850, одноканальное соединение | Потокол IEC61850, одноканальное соединение | Потокол IEC61850, одноканальное соединение | Потокол IEC61850, одноканальное соединение | Потокол IEC61850, одноканальное соединение | Потокол IEC61850, одноканальное соединение | Потокол IEC61850, одноканальное соединение
Interfaces continued …
| 1 | 1 | 1 | 1 | 1 | 1 | 1 | 1 | 1 | 1 | 1 | 1 | 1 | 1 | 1 | 1 | 1 | 1 | 1 | 1 | 1
| 2 | 2 | 2 | 2 | 2 | 2 | 2 | 2 | 2 | 2 | 2 | 2 | 2 | 2 | 2 | 2 | 2 | 2 | 2 | 2 | 2
| порт RS485 (изолированный) | порт RS485 (изолированный) | порт RS485 (изолированный) | порт RS485 (изолированный) | порт RS485 (изолированный) | порт RS485 (изолированный) | порт RS485 (изолированный) | порт RS485 (изолированный) | порт RS485 (изолированный) | порт RS485 (изолированный) | порт RS485 (изолированный) | порт RS485 (изолированный) | порт RS485 (изолированный) | порт RS485 (изолированный) | порт RS485 (изолированный) | порт RS485 (изолированный) | порт RS485 (изолированный) | порт RS485 (изолированный) | порт RS485 (изолированный) | порт RS485 (изолированный) | порт RS485 (изолированный)
| Оптоволокно (пластик), FSMA-connector | Оптоволокно (пластик), FSMA-connector | Оптоволокно (пластик), FSMA-connector | Оптоволокно (пластик), FSMA-connector | Оптоволокно (пластик), FSMA-connector | Оптоволокно (пластик), FSMA-connector | Оптоволокно (пластик), FSMA-connector | Оптоволокно (пластик), FSMA-connector | Оптоволокно (пластик), FSMA-connector | Оптоволокно (пластик), FSMA-connector | Оптоволокно (пластик), FSMA-connector | Оптоволокно (пластик), FSMA-connector | Оптоволокно (пластик), FSMA-connector | Оптоволокно (пластик), FSMA-connector | Оптоволокно (пластик), FSMA-connector | Оптоволокно (пластик), FSMA-connector | Оптоволокно (пластик), FSMA-connector | Оптоволокно (пластик), FSMA-connector | Оптоволокно (пластик), FSMA-connector | Оптоволокно (пластик), FSMA-connector | Оптоволокно (пластик), FSMA-connector
| Оптоволокно(стекло), ST connector | Оптоволокно(стекло), ST connector | Оптоволокно(стекло), ST connector | Оптоволокно(стекло), ST connector | Оптоволокно(стекло), ST connector | Оптоволокно(стекло), ST connector | Оптоволокно(стекло), ST connector | Оптоволокно(стекло), ST connector | Оптоволокно(стекло), ST connector | Оптоволокно(стекло), ST connector | Оптоволокно(стекло), ST connector | Оптоволокно(стекло), ST connector | Оптоволокно(стекло), ST connector | Оптоволокно(стекло), ST connector | Оптоволокно(стекло), ST connector | Оптоволокно(стекло), ST connector | Оптоволокно(стекло), ST connector | Оптоволокно(стекло), ST connector | Оптоволокно(стекло), ST connector | Оптоволокно(стекло), ST connector | Оптоволокно(стекло), ST connector
| 3 | 3 | 3 | 3 | 3 | 3 | 3 | 3 | 3 | 3 | 3 | 3 | 3 | 3 | 3 | 3 | 3 | 3 | 3 | 3 | 3
| порт RS485 (изолированный) | порт RS485 (изолированный) | порт RS485 (изолированный) | порт RS485 (изолированный) | порт RS485 (изолированный) | порт RS485 (изолированный) | порт RS485 (изолированный) | порт RS485 (изолированный) | порт RS485 (изолированный) | порт RS485 (изолированный) | порт RS485 (изолированный) | порт RS485 (изолированный) | порт RS485 (изолированный) | порт RS485 (изолированный) | порт RS485 (изолированный) | порт RS485 (изолированный) | порт RS485 (изолированный) | порт RS485 (изолированный) | порт RS485 (изолированный) | порт RS485 (изолированный) | порт RS485 (изолированный)
| Оптоволокно (пластик), FSMA-connector | Оптоволокно (пластик), FSMA-connector | Оптоволокно (пластик), FSMA-connector | Оптоволокно (пластик), FSMA-connector | Оптоволокно (пластик), FSMA-connector | Оптоволокно (пластик), FSMA-connector | Оптоволокно (пластик), FSMA-connector | Оптоволокно (пластик), FSMA-connector | Оптоволокно (пластик), FSMA-connector | Оптоволокно (пластик), FSMA-connector | Оптоволокно (пластик), FSMA-connector | Оптоволокно (пластик), FSMA-connector | Оптоволокно (пластик), FSMA-connector | Оптоволокно (пластик), FSMA-connector | Оптоволокно (пластик), FSMA-connector | Оптоволокно (пластик), FSMA-connector | Оптоволокно (пластик), FSMA-connector | Оптоволокно (пластик), FSMA-connector | Оптоволокно (пластик), FSMA-connector | Оптоволокно (пластик), FSMA-connector | Оптоволокно (пластик), FSMA-connector
| Оптоволокно(стекло), ST connector | Оптоволокно(стекло), ST connector | Оптоволокно(стекло), ST connector | Оптоволокно(стекло), ST connector | Оптоволокно(стекло), ST connector | Оптоволокно(стекло), ST connector | Оптоволокно(стекло), ST connector | Оптоволокно(стекло), ST connector | Оптоволокно(стекло), ST connector | Оптоволокно(стекло), ST connector | Оптоволокно(стекло), ST connector | Оптоволокно(стекло), ST connector | Оптоволокно(стекло), ST connector | Оптоволокно(стекло), ST connector | Оптоволокно(стекло), ST connector | Оптоволокно(стекло), ST connector | Оптоволокно(стекло), ST connector | Оптоволокно(стекло), ST connector | Оптоволокно(стекло), ST connector | Оптоволокно(стекло), ST connector | Оптоволокно(стекло), ST connector
| 4 | 4 | 4 | 4 | 4 | 4 | 4 | 4 | 4 | 4 | 4 | 4 | 4 | 4 | 4 | 4 | 4 | 4 | 4 | 4 | 4
| порт RS485 (изолированный) | порт RS485 (изолированный) | порт RS485 (изолированный) | 100 Mbit/s Ethernet, оптоволокно(стекло)SC и RJ45 и 2ой задний порт связи (RS485, IEC 60870-5-103) | 100 Mbit/s Ethernet, оптоволокно(стекло)SC и RJ45 и 2ой задний порт связи (RS485, IEC 60870-5-103) | 100 Mbit/s Ethernet, оптоволокно(стекло)SC и RJ45 и 2ой задний порт связи (RS485, IEC 60870-5-103) | 100 Mbit/s Ethernet, оптоволокно(стекло)SC и RJ45 и 2ой задний порт связи (RS485, IEC 60870-5-103) | 100 Mbit/s Ethernet, оптоволокно(стекло)SC и RJ45 и 2ой задний порт связи (RS485, IEC 60870-5-103) | 100 Mbit/s Ethernet, оптоволокно(стекло)SC и RJ45 и 2ой задний порт связи (RS485, IEC 60870-5-103) | 100 Mbit/s Ethernet, оптоволокно(стекло)SC и RJ45 и 2ой задний порт связи (RS485, IEC 60870-5-103) | 100 Mbit/s Ethernet, оптоволокно(стекло)SC и RJ45 и 2ой задний порт связи (RS485, IEC 60870-5-103) | 100 Mbit/s Ethernet, оптоволокно(стекло)SC и RJ45 и 2ой задний порт связи (RS485, IEC 60870-5-103) | 100 Mbit/s Ethernet, оптоволокно(стекло)SC и RJ45 и 2ой задний порт связи (RS485, IEC 60870-5-103) | 100 Mbit/s Ethernet, оптоволокно(стекло)SC и RJ45 и 2ой задний порт связи (RS485, IEC 60870-5-103) | 100 Mbit/s Ethernet, оптоволокно(стекло)SC и RJ45 и 2ой задний порт связи (RS485, IEC 60870-5-103) | 100 Mbit/s Ethernet, оптоволокно(стекло)SC и RJ45 и 2ой задний порт связи (RS485, IEC 60870-5-103) | 100 Mbit/s Ethernet, оптоволокно(стекло)SC и RJ45 и 2ой задний порт связи (RS485, IEC 60870-5-103) | 100 Mbit/s Ethernet, оптоволокно(стекло)SC и RJ45 и 2ой задний порт связи (RS485, IEC 60870-5-103) | 100 Mbit/s Ethernet, оптоволокно(стекло)SC и RJ45 и 2ой задний порт связи (RS485, IEC 60870-5-103) | 100 Mbit/s Ethernet, оптоволокно(стекло)SC и RJ45 и 2ой задний порт связи (RS485, IEC 60870-5-103) | 100 Mbit/s Ethernet, оптоволокно(стекло)SC и RJ45 и 2ой задний порт связи (RS485, IEC 60870-5-103)
| Оптоволокно (пластик), FSMA-connector | Оптоволокно (пластик), FSMA-connector | Оптоволокно (пластик), FSMA-connector | 100 Mbit/s Ethernet, оптоволокно(стекло)ST и RJ45 и 2ой задний порт связи (RS485, IEC 60870-5-103) | 100 Mbit/s Ethernet, оптоволокно(стекло)ST и RJ45 и 2ой задний порт связи (RS485, IEC 60870-5-103) | 100 Mbit/s Ethernet, оптоволокно(стекло)ST и RJ45 и 2ой задний порт связи (RS485, IEC 60870-5-103) | 100 Mbit/s Ethernet, оптоволокно(стекло)ST и RJ45 и 2ой задний порт связи (RS485, IEC 60870-5-103) | 100 Mbit/s Ethernet, оптоволокно(стекло)ST и RJ45 и 2ой задний порт связи (RS485, IEC 60870-5-103) | 100 Mbit/s Ethernet, оптоволокно(стекло)ST и RJ45 и 2ой задний порт связи (RS485, IEC 60870-5-103) | 100 Mbit/s Ethernet, оптоволокно(стекло)ST и RJ45 и 2ой задний порт связи (RS485, IEC 60870-5-103) | 100 Mbit/s Ethernet, оптоволокно(стекло)ST и RJ45 и 2ой задний порт связи (RS485, IEC 60870-5-103) | 100 Mbit/s Ethernet, оптоволокно(стекло)ST и RJ45 и 2ой задний порт связи (RS485, IEC 60870-5-103) | 100 Mbit/s Ethernet, оптоволокно(стекло)ST и RJ45 и 2ой задний порт связи (RS485, IEC 60870-5-103) | 100 Mbit/s Ethernet, оптоволокно(стекло)ST и RJ45 и 2ой задний порт связи (RS485, IEC 60870-5-103) | 100 Mbit/s Ethernet, оптоволокно(стекло)ST и RJ45 и 2ой задний порт связи (RS485, IEC 60870-5-103) | 100 Mbit/s Ethernet, оптоволокно(стекло)ST и RJ45 и 2ой задний порт связи (RS485, IEC 60870-5-103) | 100 Mbit/s Ethernet, оптоволокно(стекло)ST и RJ45 и 2ой задний порт связи (RS485, IEC 60870-5-103) | 100 Mbit/s Ethernet, оптоволокно(стекло)ST и RJ45 и 2ой задний порт связи (RS485, IEC 60870-5-103) | 100 Mbit/s Ethernet, оптоволокно(стекло)ST и RJ45 и 2ой задний порт связи (RS485, IEC 60870-5-103) | 100 Mbit/s Ethernet, оптоволокно(стекло)ST и RJ45 и 2ой задний порт связи (RS485, IEC 60870-5-103) | 100 Mbit/s Ethernet, оптоволокно(стекло)ST и RJ45 и 2ой задний порт связи (RS485, IEC 60870-5-103)
| Оптоволокно(стекло), ST connector | Оптоволокно(стекло), ST connector | Оптоволокно(стекло), ST connector
Software Issue - Major
English | B | B | C | J | K | K | K | U | U | V | E | E | V | E | A | F | A | F | A | A | B
| -602 | -602 | -603 | -610 | -611 | -611 | -611 | -621 | -621 | -622 | -630 | -630 | -622 | -630 | -650 | -631 | -650 | -631 | -650 | -650 | -651
Px40 Английский (Английский) | bar: B to J
| **** | **** | **** | -610 | **** | **** | **** | **** | **** | **** | **** | **** | **** | **** | **** | **** | **** | **** | **** | **** | ****
German | B | B | C | J | K | K | K | U | U | V | E | E | V | E | A | F | A | F | A | A | B
| -602 | -602 | -603 | -610 | -611 | -611 | -611 | -621 | -621 | -622 | -630 | -630 | -622 | -630 | -650 | -631 | -650 | -631 | -650 | -650 | -651
French | * | * | C | * | * | * | * | * | U | V | * | * | V | E | * | F | A | F | A | A | *
| **** | **** | -603 | **** | **** | **** | **** | **** | -621 | -622 | **** | **** | -622 | -630 | **** | -631 | -650 | -631 | -650 | -650 | ****
Spanish | * | * | C | * | * | * | * | * | U | V | * | * | V | * | * | * | * | * | * | * | B
| **** | **** | -603 | **** | **** | **** | **** | **** | -621 | -622 | **** | **** | -622 | **** | **** | **** | **** | **** | **** | **** | -651
Polish | bar: B to J
| **** | **** | **** | **** | **** | **** | **** | **** | **** | **** | **** | **** | **** | **** | **** | **** | **** | **** | **** | **** | ****
Russian | * | * | C | * | * | * | K | * | * | * | * | * | * | * | * | * | * | * | * | * | B
| **** | **** | -603 | **** | **** | **** | -611 | **** | **** | **** | **** | **** | **** | **** | **** | **** | **** | **** | **** | **** | -651
Software Issue - Minor
English |  | E | H | N | O | O | P |  | T |  |  |  | A | A |  |  | A | Z | B | C
|  | -705 | -708 | -714 | -715 | -715 | -716 |  | -720 |  |  |  | -724 | -725 |  |  | -701 | -726 | -702 | -703
Px40 Английский (Английский) | bar: B to J
| **** | **** | **** | -714 | **** | **** | **** | **** | **** | **** | **** | **** | **** | **** | **** | **** | **** | **** | **** | **** | ****
German |  | E | H | N | O | O | P |  | T |  |  |  | A | A |  |  | A | Z | B | C
|  | -705 | -708 | -714 | -715 | -715 | -716 |  | -720 |  |  |  | -724 | -725 |  |  | -701 | -726 | -702 | -703
French | * | * | H | * | * | * | * | * | T |  | * | * | A | A | * |  | A | Z | B | C | *
| **** | **** | -708 | **** | **** | **** | **** | **** | -720 |  | **** | **** | -724 | -725 | **** |  | -701 | -726 | -702 | -703 | ****
Spanish | * | * | H | * | * | * | * | * | T |  | * | * | A | * | * | * | * | * | * | *
| **** | **** | -708 | **** | **** | **** | **** | **** | -720 |  | **** | **** | -724 | **** | **** | **** | **** | **** | **** | ****
Polish | bar: B to J
| **** | **** | **** | **** | **** | **** | **** | **** | **** | **** | **** | **** | **** | **** | **** | **** | **** | **** | **** | **** | ****
Russian | * | * | H | * | * | * | P | * | * | * | * | * | * | * | * | * | * | * | * | *
| **** | **** | -708 | **** | **** | **** | -716 | **** | **** | **** | **** | **** | **** | **** | **** | **** | **** | **** | **** | ****
Language
| Английский (Немецкий) | Английский (Немецкий) | Английский (Немецкий) | Английский (Немецкий) | Английский (Немецкий) | Английский (Немецкий) | Английский (Немецкий) | Английский (Немецкий) | Английский (Немецкий) | Английский (Немецкий) | Английский (Немецкий) | Английский (Немецкий) | Английский (Немецкий) | Английский (Немецкий) | Английский (Немецкий) | Английский (Немецкий) | Английский (Немецкий) | Английский (Немецкий) | Английский (Немецкий) | Английский (Немецкий) | Английский (Немецкий)
| Not yet available - Px40 Английский (Английский) | Not yet available - Px40 Английский (Английский) | Not yet available - English (English) | Px40 Английский (Английский) | Px40 Английский (Английский) | Px40 Английский (Английский) | Not yet available - Px40 Английский (Английский) | Not yet available - Px40 Английский (Английский) | Not yet available - Px40 Английский (Английский) | Not yet available - Px40 Английский (Английский) | Not yet available - Px40 Английский (Английский) | Not yet available - Px40 Английский (Английский) | Not yet available - Px40 Английский (Английский) | Not yet available - Px40 Английский (Английский) | Not yet available - Px40 Английский (Английский) | Not yet available - Px40 Английский (Английский) | Not yet available - Px40 Английский (Английский) | Not yet available - Px40 Английский (Английский) | Not yet available - Px40 Английский (Английский) | Not yet available - Px40 Английский (Английский) | Not yet available - Px40 Английский (Английский)
| Немецкий (Английский) | Немецкий (Английский) | Немецкий (Английский) | Немецкий (Английский) | Немецкий (Английский) | Немецкий (Английский) | Немецкий (Английский) | Немецкий (Английский) | Немецкий (Английский) | Немецкий (Английский) | Немецкий (Английский) | Немецкий (Английский) | Немецкий (Английский) | Немецкий (Английский) | Немецкий (Английский) | Немецкий (Английский) | Немецкий (Английский) | Немецкий (Английский) | Немецкий (Английский) | Немецкий (Английский) | Немецкий (Английский)
| Not yet available - Французский (Английский) | Not yet available - Французский (Английский) | Французский (Английский) | Not yet available - Французский (Английский) | Not yet available - Французский (Английский) | Not yet available - Французский (Английский) | Not yet available - Французский (Английский) | Not yet available - Французский (Английский) | Французский (Английский) | Французский (Английский) | Not yet available - Французский (Английский) | Not yet available - Французский (Английский) | Французский (Английский) | Французский (Английский) | Not yet available - Французский (Английский) | Французский (Английский) | Французский (Английский) | Французский (Английский) | Французский (Английский) | Французский (Английский) | Not yet available - Французский (Английский)
| Not yet available - Испанский (Английский) | Not yet available - Испанский (Английский) | Испанский (Английский) | Not yet available - Испанский (Английский) | Not yet available - Испанский (Английский) | Not yet available - Испанский (Английский) | Not yet available - Испанский (Английский) | Not yet available - Испанский (Английский) | Испанский (Английский) | Испанский (Английский) | Not yet available - Испанский (Английский) | Not yet available - Испанский (Английский) | Испанский (Английский) | Not yet available - Испанский (Английский) | Not yet available - Испанский (Английский) | Not yet available - Испанский (Английский) | Not yet available - Испанский (Английский) | Not yet available - Испанский (Английский) | Not yet available - Испанский (Английский) | Not yet available - Испанский (Английский) | Испанский (Английский)
| Not yet available - Польский (Английский) | Not yet available - Польский (Английский) | Not yet available - Польский (Английский) | Not yet available - Польский (Английский) | Not yet available - Польский (Английский) | Not yet available - Польский (Английский) | Not yet available - Польский (Английский) | Not yet available - Польский (Английский) | Not yet available - Польский (Английский) | Not yet available - Польский (Английский) | Not yet available - Польский (Английский) | Not yet available - Польский (Английский) | Not yet available - Польский (Английский) | Not yet available - Польский (Английский) | Not yet available - Польский (Английский) | Not yet available - Польский (Английский) | Not yet available - Польский (Английский) | Not yet available - Польский (Английский) | Not yet available - Польский (Английский) | Not yet available - Польский (Английский) | Not yet available - Польский (Английский)
| Not yet available - Русский (Английский) | Not yet available - Русский (Английский) | Русский (Английский) | Not yet available - Русский (Английский) | Not yet available - Русский (Английский) | Not yet available - Русский (Английский) | Русский (Английский) | Not yet available - Русский (Английский) | Not yet available - Русский (Английский) | Not yet available - Русский (Английский) | Not yet available - Русский (Английский) | Not yet available - Русский (Английский) | Not yet available - Русский (Английский) | Not yet available - Русский (Английский) | Not yet available - Русский (Английский) | Not yet available - Русский (Английский) | Not yet available - Русский (Английский) | Not yet available - Русский (Английский) | Not yet available - Русский (Английский) | Not yet available - Русский (Английский) | Русский (Английский)
| -80* | -80* | -80* | -800 | -80* | -80* | -80* | -80* | -80* | -80* | -80* | -80* | -80* | -80* | -80* | -80* | -80* | -80* | -80* | -80* | -80*
| -801 | -801 | -801 | -801 | -801 | -801 | -801 | -801 | -801 | -801 | -801 | -801 | -801 | -801 | -801 | -801 | -801 | -801 | -801 | -801 | -801
| -80* | -80* | -802 | -80* | -80* | -80* | -80* | -80* | -802 | -802 | -80* | -80* | -802 | -802 | -80* | -802 | -802 | -802 | -802 | -802 | -80*
| -80* | -80* | -803 | -80* | -80* | -80* | -80* | -80* | -803 | -803 | -80* | -80* | -803 | -80* | -80* | -80* | -80* | -80* | -80* | -80* | -803
| -80* | -80* | -80* | -80* | -80* | -80* | -80* | -80* | -80* | -80* | -80* | -80* | -80* | -80* | -80* | -80* | -80* | -80* | -80* | -80* | -80*
| -80* | -80* | -805 | -80* | -80* | -80* | -805 | -80* | -80* | -80* | -80* | -80* | -80* | -80* | -80* | -80* | -80* | -80* | -80* | -80* | -805
Customer Specific Options | Standard Version | Standard Version | Standard Version | Standard Version | Standard Version | Standard Version | Standard Version | Standard Version | Standard Version | Standard Version | Standard Version | Standard Version | Standard Version | Standard Version | Standard Version | Standard Version | Standard Version | Standard Version | Standard Version | Standard Version | Standard Version
| 0 | 0 | 0 | 0 | 0 | 0 | 0 | 0 | 0 | 0 | 0 | 0 | 0 | 0 | 0 | 0 | 0 | 0 | 0 | 0 | 0
Voltage Thresholds on binary inputs | >18 V (по умолчанию) | >18 V (по умолчанию) | >18 V (по умолчанию) | >18 V (по умолчанию) | >18 V (по умолчанию) | >18 V (по умолчанию) | >18 V (по умолчанию) | >18 V (по умолчанию) | >18 V (по умолчанию) | >18 V (по умолчанию) | >18 V (по умолчанию) | >18 V (по умолчанию) | >18 V (по умолчанию) | >18 V (по умолчанию) | >18 V (по умолчанию) | >18 V (по умолчанию) | >18 V (по умолчанию) | >18 V (по умолчанию) | >18 V (по умолчанию) | >18 V (по умолчанию) | >18 V (по умолчанию)
|  |  | 90V (60 to 70% of Vnom = 125 to 150V) | >90 V (60 to 70% of VA,nom = 125...150 V) | >90 V (60 to 70% of VA,nom = 125...150 V) | >90 V (60 to 70% of VA,nom = 125...150 V) | >90 V (60 to 70% of VA,nom = 125...150 V) | >90 V (60 to 70% of VA,nom = 125...150 V) | >90 V (60 to 70% of VA,nom = 125...150 V) | >90 V (60 to 70% of VA,nom = 125...150 V) | >90 V (60 to 70% of VA,nom = 125...150 V) | >90 V (60 to 70% of VA,nom = 125...150 V) | >90 V (60 to 70% of VA,nom = 125...150 V) | >90 V (60 to 70% of VA,nom = 125...150 V) | >90 V (60 to 70% of VA,nom = 125...150 V) | >90 V (60 to 70% of VA,nom = 125...150 V) | >90 V (60 to 70% of VA,nom = 125...150 V) | >90 V (60 to 70% of VA,nom = 125...150 V) | >90 V (60 to 70% of VA,nom = 125...150 V) | >90 V (60 to 70% of VA,nom = 125...150 V) | >90 V (60 to 70% of VA,nom = 125...150 V)
|  |  | 155V (60 to 70% of Vnom = 220 to 250V) | >155 V (60 to 70% of VA,nom = 220...250 V) | >155 V (60 to 70% of VA,nom = 220...250 V) | >155 V (60 to 70% of VA,nom = 220...250 V) | >155 V (60 to 70% of VA,nom = 220...250 V) | >155 V (60 to 70% of VA,nom = 220...250 V) | >155 V (60 to 70% of VA,nom = 220...250 V) | >155 V (60 to 70% of VA,nom = 220...250 V) | >155 V (60 to 70% of VA,nom = 220...250 V) | >155 V (60 to 70% of VA,nom = 220...250 V) | >155 V (60 to 70% of VA,nom = 220...250 V) | >155 V (60 to 70% of VA,nom = 220...250 V) | >155 V (60 to 70% of VA,nom = 220...250 V) | >155 V (60 to 70% of VA,nom = 220...250 V) | >155 V (60 to 70% of VA,nom = 220...250 V) | >155 V (60 to 70% of VA,nom = 220...250 V) | >155 V (60 to 70% of VA,nom = 220...250 V) | >155 V (60 to 70% of VA,nom = 220...250 V) | >155 V (60 to 70% of VA,nom = 220...250 V)
|  |  |  | >73 V (67% of VA,nom = 110 V) | >73 V (67% of VA,nom = 110 V) | >73 V (67% of VA,nom = 110 V) | >73 V (67% of VA,nom = 110 V) | >73 V (67% of VA,nom = 110 V) | >73 V (67% of VA,nom = 110 V) | >73 V (67% of VA,nom = 110 V) | >73 V (67% of VA,nom = 110 V) | >73 V (67% of VA,nom = 110 V) | >73 V (67% of VA,nom = 110 V) | >73 V (67% of VA,nom = 110 V) | >73 V (67% of VA,nom = 110 V) | >73 V (67% of VA,nom = 110 V) | >73 V (67% of VA,nom = 110 V) | >73 V (67% of VA,nom = 110 V) | >73 V (67% of VA,nom = 110 V) | >73 V (67% of VA,nom = 110 V) | >73 V (67% of VA,nom = 110 V)
|  |  |  | >146 V (67% of VA,nom = 220 V) | >146 V (67% of VA,nom = 220 V) | >146 V (67% of VA,nom = 220 V) | >146 V (67% of VA,nom = 220 V) | >146 V (67% of VA,nom = 220 V) | >146 V (67% of VA,nom = 220 V) | >146 V (67% of VA,nom = 220 V) | >146 V (67% of VA,nom = 220 V) | >146 V (67% of VA,nom = 220 V) | >146 V (67% of VA,nom = 220 V) | >146 V (67% of VA,nom = 220 V) | >146 V (67% of VA,nom = 220 V) | >146 V (67% of VA,nom = 220 V) | >146 V (67% of VA,nom = 220 V) | >146 V (67% of VA,nom = 220 V) | >146 V (67% of VA,nom = 220 V) | >146 V (67% of VA,nom = 220 V) | >146 V (67% of VA,nom = 220 V)
|  |  | -461 | -461 | -461 | -461 | -461 | -461 | -461 | -461 | -461 | -461 | -461 | -461 | -461 | -461 | -461 | -461 | -461 | -461 | -461
|  |  | -462 | -462 | -462 | -462 | -462 | -462 | -462 | -462 | -462 | -462 | -462 | -462 | -462 | -462 | -462 | -462 | -462 | -462 | -462
|  |  |  | -463 | -463 | -463 | -463 | -463 | -463 | -463 | -463 | -463 | -463 | -463 | -463 | -463 | -463 | -463 | -463 | -463 | -463
|  |  |  | -464 | -464 | -464 | -464 | -464 | -464 | -464 | -464 | -464 | -464 | -464 | -464 | -464 | -464 | -464 | -464 | -464 | -464
Inter-MiCOM | Not yet available | Not yet available | Not yet available | None | None | None | None | None | None | None | None | None | None | None | None | None | None | None | None | None | None
|  |  |  | For connection to wire, RS485, isolated | For connection to wire, RS485, isolated | For connection to wire, RS485, isolated | For connection to wire, RS485, isolated | For connection to wire, RS485, isolated | For connection to wire, RS485, isolated | For connection to wire, RS485, isolated | For connection to wire, RS485, isolated | For connection to wire, RS485, isolated | For connection to wire, RS485, isolated | For connection to wire, RS485, isolated | For connection to wire, RS485, isolated | For connection to wire, RS485, isolated | For connection to wire, RS485, isolated | For connection to wire, RS485, isolated | For connection to wire, RS485, isolated | For connection to wire, RS485, isolated | For connection to wire, RS485, isolated
|  |  |  | For connection to plastic fibre, FSMA connector | For connection to plastic fibre, FSMA connector | For connection to plastic fibre, FSMA connector | For connection to plastic fibre, FSMA connector | For connection to plastic fibre, FSMA connector | For connection to plastic fibre, FSMA connector | For connection to plastic fibre, FSMA connector | For connection to plastic fibre, FSMA connector | For connection to plastic fibre, FSMA connector | For connection to plastic fibre, FSMA connector | For connection to plastic fibre, FSMA connector | For connection to plastic fibre, FSMA connector | For connection to plastic fibre, FSMA connector | For connection to plastic fibre, FSMA connector | For connection to plastic fibre, FSMA connector | For connection to plastic fibre, FSMA connector | For connection to plastic fibre, FSMA connector | For connection to plastic fibre, FSMA connector
|  |  |  | For connection to glass fibre, ST connector | For connection to glass fibre, ST connector | For connection to glass fibre, ST connector | For connection to glass fibre, ST connector | For connection to glass fibre, ST connector | For connection to glass fibre, ST connector | For connection to glass fibre, ST connector | For connection to glass fibre, ST connector | For connection to glass fibre, ST connector | For connection to glass fibre, ST connector | For connection to glass fibre, ST connector | For connection to glass fibre, ST connector | For connection to glass fibre, ST connector | For connection to glass fibre, ST connector | For connection to glass fibre, ST connector | For connection to glass fibre, ST connector | For connection to glass fibre, ST connector | For connection to glass fibre, ST connector
|  |  |  | -951 | -951 | -951 | -951 | -951 | -951 | -951 | -951 | -951 | -951 | -951 | -951 | -951 | -951 | -951 | -951 | -951 | -951
|  |  |  | -952 | -952 | -952 | -952 | -952 | -952 | -952 | -952 | -952 | -952 | -952 | -952 | -952 | -952 | -952 | -952 | -952 | -952
|  |  |  | -954 | -954 | -954 | -954 | -954 | -954 | -954 | -954 | -954 | -954 | -954 | -954 | -954 | -954 | -954 | -954 | -954 | -954
Comms
| -911 | -911 | -911 | -911 | -911 | -911 | -911 | -911 | -911 | -911 | -911 | -911 | -911 | -911 | -911 | -911 | -911 | -911 | -911 | -911 | -911
| -912 | -912 | -912 | -912 | -912 | -912 | -912 | -912 | -912 | -912 | -912 | -912 | -912 | -912 | -912 | -912 | -912 | -912 | -912 | -912 | -912
| -914 | -914 | -914 | -914 | -914 | -914 | -914 | -914 | -914 | -914 | -914 | -914 | -914 | -914 | -914 | -914 | -914 | -914 | -914 | -914 | -914
| -921 | -921 | -921 | -921 | -921 | -921 | -921 | -921 | -921 | -921 | -921 | -921 | -921 | -921 | -921 | -921 | -921 | -921 | -921 | -921 | -921
| -922 | -922 | -922 | -922 | -922 | -922 | -922 | -922 | -922 | -922 | -922 | -922 | -922 | -922 | -922 | -922 | -922 | -922 | -922 | -922 | -922
| -924 | -924 | -924 | -924 | -924 | -924 | -924 | -924 | -924 | -924 | -924 | -924 | -924 | -924 | -924 | -924 | -924 | -924 | -924 | -924 | -924
| -924 | -924 | -924 | -946 | -946 | -946 | -946 | -946 | -946 | -946 | -946 | -946 | -946 | -946 | -946 | -946 | -946 | -946 | -946 | -946 | -946
| -924 | -924 | -924 | -947 | -947 | -947 | -947 | -947 | -947 | -947 | -947 | -947 | -947 | -947 | -947 | -947 | -947 | -947 | -947 | -947 | -947
| 0 | 0 | 0 | 0 | 0 | 0 | 0 | 0 | 0 | 0 | 0 | 0 | 0 | 0 | 0 | 0 | 0 | 0 | 0 | 0 | 0
| 0 | 0 | 0 | 0 | 0 | 0 | 0 | 0 | 0 | 0 | 0 | 0 | 0 | 0 | 0 | 0 | 0 | 0 | 0 | 0 | 0
| 0 | 0 | 0 | 0 | 0 | 0 | 0 | 0 | 0 | 0 | 0 | 0 | 0 | 0 | 0 | 0 | 0 | 0 | 0 | 0 | 0
| A | A | A | A | A | A | A | A | A | A | A | A | A | A | A | A | A | A | A | A | A
| B | B | B | B | B | B | B | B | B | B | B | B | B | B | B | B | B | B | B | B | B
| C | C | C | C | C | C | C | C | C | C | C | C | C | C | C | C | C | C | C | C | C
| E | E | E | E | E | E | E | E | E | E | E | E | E | E | E | E | E | E | E | E | E
| F | F | F | F | F | F | F | F | F | F | F | F | F | F | F | F | F | F | F | F | F
| G | G | G | G | G | G | G | G | G | G | G | G | G | G | G | G | G | G | G | G | G
| G | G | G | K | K | K | K | K | K | K | K | K | K | K | K | K | K | K | K | K | K
| G | G | G | L | L | L | L | L | L | L | L | L | L | L | L | L | L | L | L | L | L
Extra Digits in Model Number | bar: B to J
1
2 | B: порт RS485 (изолированный); B: Оптоволокно (пластик), FSMA-connector; B: Оптоволокно(стекло), ST connector
3 | B: 100 Mbit/s Ethernet, оптоволокно(стекло)SC и RJ45 и 2ой задний порт связи (RS485, IEC 60870-5-103); B: 100 Mbit/s Ethernet, оптоволокно(стекло)ST и RJ45 и 2ой задний порт связи (RS485, IEC 60870-5-103)
4 | B: Для связи используется 100 MBit/s Ethernet, стекло-оптоволокно ST, SHP плата IRIG-B для синхронизации по времени и 2-ой интерфейс (RS485, IEC 60870-5-103); B: Для связи используется MBit/s MHz Ethernet, стекло-оптоволокно ST, RSTP плата IRIG-B для синхронизации по времени и 2-ой интерфейс (RS485, IEC 60870-5-103); B: Для связи используется 100 MBit/s Ethernet, стекло-оптоволокно ST, двойное подключение плата IRIG-B для синхронизации по времени и 2-ой интерфейс (RS485, IEC 60870-5-103)
BOM | 30 | 30 | 30 | SLOT 24 Z | SLOT 24 Z | SLOT 24 Z | SLOT 24 Z | SLOT 24 Z | SLOT 24 Z | SLOT 24 Z | SLOT 24 Z | SLOT 24 Z | SLOT 24 Z | SLOT 24 Z | SLOT 24 Z | SLOT 24 Z | SLOT 24 Z | SLOT 24 Z | SLOT 24 Z | SLOT 24 Z | SLOT 24 Z
| 32 | 32 | 32 | SLOT 40 | SLOT 40 | SLOT 40 | SLOT 40 | SLOT 40 | SLOT 40 | SLOT 40 | SLOT 40 | SLOT 40 | SLOT 40 | SLOT 40 | SLOT 40 | SLOT 40 | SLOT 40 | SLOT 40 | SLOT 40 | SLOT 40 | SLOT 40
| 50 | 50 | 50 | SLOT 45 | SLOT 45 | SLOT 45 | SLOT 45 | SLOT 45 | SLOT 45 | SLOT 45 | SLOT 45 | SLOT 45 | SLOT 45 | SLOT 45 | SLOT 45 | SLOT 45 | SLOT 45 | SLOT 45 | SLOT 45 | SLOT 45 | SLOT 45
| SLOT 02 | SLOT 02 | SLOT 02 | SL0T 22 | SL0T 22 | SL0T 22 | SL0T 22 | SL0T 22 | SL0T 22 | SL0T 22 | SL0T 22 | SL0T 22 | SL0T 22 | SL0T 22 | SL0T 22 | SL0T 22 | SL0T 22 | SL0T 22 | SL0T 22 | SL0T 22 | SL0T 22
Livery Option | Alstom Livery (Available Until 31st October 2004) | Alstom Livery (Available Until 31st October 2004) | Alstom Livery (Available Until 31st October 2004) | Areva Livery | Areva Livery | Areva Livery | Areva Livery | Areva Livery | Areva Livery | Areva Livery | Areva Livery | Areva Livery | Areva Livery | Areva Livery | Areva Livery | Areva Livery | Areva Livery | Areva Livery | Areva Livery | Areva Livery | Areva Livery
| Areva Livery (Available from 4th October 2004) | Areva Livery (Available from 4th October 2004) | Areva Livery (Available from 4th October 2004)
| 1 | 1 | 1 | 2 | 2 | 2 | 2 | 2 | 2 | 2 | 2 | 2 | 2 | 2 | 2 | 2 | 2 | 2 | 2 | 2 | 2
| 3 | 3 | 3 | 2 | 2 | 2 | 2 | 2 | 2 | 2 | 2 | 2 | 2 | 2 | 2 | 2 | 2 | 2 | 2 | 2 | 2
Livery option (BOM) | E9650208 | E9650208 | E9650208 | E9650208 | E9650208 | EA05000815 | EA05000815 | EA05000815 | EA05000815 | EA05000815 | EA05000815 | EA05000815 | EA05000815 | EA05000815 | EA05000815 | EA05000815 | EA05000815 | EA05000815 | EA05000815 | EA05000815 | EA05000815
| E9650210 | E9650210 | E9650210 | E9650210 | E9650210 | EA05000817 | EA05000817 | EA05000817 | EA05000817 | EA05000817 | EA05000817 | EA05000817 | EA05000817 | EA05000817 | EA05000817 | EA05000817 | EA05000817 | EA05000817 | EA05000817 | EA05000817 | EA05000817
| E9650489 | E9650489 | E9650489 | E9650489 | E9650489 | E9651834 | E9651834 | E9651834 | E9651834 | E9651834 | E9651834 | E9651834 | E9651834 | E9651834 | E9651834 | E9651834 | E9651834 | E9651834 | E9651834 | E9651834 | E9651834
| E9650490 | E9650490 | E9650490 | E9650490 | E9650490 | E9651833 | E9651833 | E9651833 | E9651833 | E9651833 | E9651833 | E9651833 | E9651833 | E9651833 | E9651833 | E9651833 | E9651833 | E9651833 | E9651833 | E9651833 | E9651833
| E9650299 | E9650299 | E9650299 | E9650299 | E9650299 | E9650299 | E9650299 | E9650299 | E9650299 | E9650299 | E9650299 | E9650299 | E9650299 | E9650299 | E9650299 | E9650299 | E9650299 | E9650299 | E9650299 | E9650299 | E9650299
| E9650300 | E9650300 | E9650300 | E9650300 | E9650300 | E9650300 | E9650300 | E9650300 | E9650300 | E9650300 | E9650300 | E9650300 | E9650300 | E9650300 | E9650300 | E9650300 | E9650300 | E9650300 | E9650300 | E9650300 | E9650300
| EGN9011012 | EGN9011012 | EGN9011012 | EGN9011012 | EGN9011012 | EGN9011012 | EGN9011012 | EGN9011012 | EGN9011012 | EGN9011012 | EGN9011012 | EGN9011012 | EGN9011012 | EGN9011012 | EGN9011012 | EGN9011012 | EGN9011012 | EGN9011012 | EGN9011012 | EGN9011012 | EGN9011012
| EGN9011013 | EGN9011013 | EGN9011013 | EGN9011013 | EGN9011013 | EGN9011013 | EGN9011013 | EGN9011013 | EGN9011013 | EGN9011013 | EGN9011013 | EGN9011013 | EGN9011013 | EGN9011013 | EGN9011013 | EGN9011013 | EGN9011013 | EGN9011013 | EGN9011013 | EGN9011013 | EGN9011013
| EGN9062001 | EGN9062001 | EGN9062001 | EGN9062001 | EGN9062001 | EGN9062001 | EGN9062001 | EGN9063001 | EGN9063001 | EGN9063001 | EGN9063001 | EGN9063001 | EGN9063001 | EGN9063001 | EGN9063001 | EGN9063001 | EGN9063001 | EGN9063001 | EGN9063001 | EGN9063001 | EGN9063001
| EGN9011045 | EGN9011045 | EGN9011045 | EGN9011045 | EGN9011045 | EGN9011045 | EGN9011045 | EGN9011045 | EGN9011045 | EGN9011045 | EGN9011045 | EGN9011045 | EGN9011045 | EGN9011045 | EGN9011045 | EGN9011045 | EGN9011045 | EGN9011045 | EGN9011045 | EGN9011045 | EGN9011045
Processor extension and Current transformer | Inom = 1A/5A (T11…T14/T21…T24) | Inom = 1A/5A (T11…T14/T21…T24) | Inom = 1A/5A (T11…T14/T21…T24) | Inom = 1A/5A (T11…T14/T21…T24) | Inom = 1A/5A (T11…T14/T21…T24) | Inom = 1A/5A (T11…T14/T21…T24) | Inom = 1A/5A (T11…T14/T21…T24) | Inom = 1A/5A (T11…T14/T21…T24) | Inom = 1A/5A (T11…T14/T21…T24) | Inom = 1A/5A (T11…T14/T21…T24) | Inom = 1A/5A (T11…T14/T21…T24) | Inom = 1A/5A (T11…T14/T21…T24) | Inom = 1A/5A (T11…T14/T21…T24) | Inom = 1A/5A (T11…T14/T21…T24) | Inom = 1A/5A (T11…T14/T21…T24) | Inom = 1A/5A (T11…T14/T21…T24) | Inom = 1A/5A (T11…T14/T21…T24) | Inom = 1A/5A (T11…T14/T21…T24) | Inom = 1A/5A (T11…T14/T21…T24) | Inom = 1A/5A (T11…T14/T21…T24) | Inom = 1A/5A (T11…T14/T21…T24)
|  |  |  | С DSP-Сопроцессором, Inom = 1A/5A (T11…T14/T21…T24) | С DSP-Сопроцессором, Inom = 1A/5A (T11…T14/T21…T24) | С DSP-Сопроцессором, Inom = 1A/5A (T11…T14/T21…T24) | С DSP-Сопроцессором, Inom = 1A/5A (T11…T14/T21…T24) | С DSP-Сопроцессором, Inom = 1A/5A (T11…T14/T21…T24) | С DSP-Сопроцессором, Inom = 1A/5A (T11…T14/T21…T24) | С DSP-Сопроцессором, Inom = 1A/5A (T11…T14/T21…T24) | С DSP-Сопроцессором, Inom = 1A/5A (T11…T14/T21…T24) | С DSP-Сопроцессором, Inom = 1A/5A (T11…T14/T21…T24) | С DSP-Сопроцессором, Inom = 1A/5A (T11…T14/T21…T24) | С DSP-Сопроцессором, Inom = 1A/5A (T11…T14/T21…T24) |  | С DSP-Сопроцессором, Inom = 1A/5A (T11…T14/T21…T24) |  | С DSP-Сопроцессором, Inom = 1A/5A (T11…T14/T21…T24)
| 9 | 9 | 9 | 9 | 9 | 9 | 9 | 9 | 9 | 9 | 9 | 9 | 9 | 9 | 9 | 9 | 9 | 9 | 9 | 9 | 9
| 9 | 9 | 9 | 8 | 8 | 8 | 8 | 8 | 8 | 8 | 8 | 8 | 8 | 8 | 9 | 8 | 9 | 8 | 9 | 9 | 9
| E9651472 | E9651472 | E9651472 | E9651472 | E9651472 | E9651472 | E9651472 | E9651472 | E9651472 | E9651472 | E9651472 | E9651472 | E9651472 | E9651472 | E9651571 | E9651472 | E9651571 | E9651472 | E9651571 | E9651571 | E9651571
| Processor 33Mhz | Processor 33Mhz | Processor 33Mhz | Processor 33Mhz | Processor 33Mhz | Processor 33Mhz | Processor 33Mhz | Processor 33Mhz | Processor 33Mhz | Processor 33Mhz | Processor 33Mhz | Processor 33Mhz | Processor 33Mhz | Processor 33Mhz | Processor | Processor 33Mhz | Processor | Processor 33Mhz | Processor | Processor | Processor
| E9650564 | E9650564 | E9650564 | E9650564 | E9650564 | E9651367 | E9651367 | E9651367 | E9651367 | E9651367 | E9651367 | E9651367 | E9651367 | E9651367 | E9651367 | E9651367 | E9651367 | E9651367 | E9651367 | E9651367 | E9651367
| E9650551 | E9650551 | E9650551 | E9650551 | E9650551 | E9651914 | E9651914 | E9651914 | E9651914 | E9651914 | E9651914 | E9651914 | E9651914 | E9651914 | E9651914 | E9651914 | E9651914 | E9651914 | E9651914 | E9651914 | E9651914
| E9650564 | E9650564 | E9650564 | E9650564 | E9650564 | E9651908 | E9651908 | E9651908 | E9651908 | E9651908 | E9651908 | E9651908 | E9651908 | E9651908 | E9651908 | E9651908 | E9651908 | E9651908 | E9651908 | E9651908 | E9651908
| E9650741 | E9650741 | E9650741 | E9650741 | E9650741 | E9651366 | E9651366 | E9651366 | E9651366 | E9651366 | E9651366 | E9651366 | E9651366 | E9651366 | E9651366 | E9651366 | E9651366 | E9651366 | E9651366 | E9651366 | E9651366
Extra Power Supply Option | bar: B to J
| * | * | * | * | * | * | * | D | D | D | D | * | D | * | * | * | * | * | * | * | *
REB | I: Protocol IEC61850, redundant connection; I: Протокол IEC61850, избыточное соединение; J: Протокол IEC61850, избыточное соединение; I: Протокол IEC61850, избыточное соединение; J: Протокол IEC61850, избыточное соединение; I: Протокол IEC61850, избыточное соединение; J: Протокол IEC61850, избыточное соединение; J: Протокол IEC61850, избыточное соединение; J: Протокол IEC61850, избыточное соединение
[12 empty] | For connection to 100 Mbit/s Ethernet, glass fiber ST, SHP and IRIG-B input for clock synchronization and 2nd interface (RS485, IEC 60870-5-103) |  | Для связи используется 100 MBit/s Ethernet, стекло-оптоволокно ST, SHP плата IRIG-B для синхронизации по времени и 2-ой интерфейс (RS485, IEC 60870-5-103) | Для связи используется 100 MBit/s Ethernet, стекло-оптоволокно ST, SHP плата IRIG-B для синхронизации по времени и 2-ой интерфейс (RS485, IEC 60870-5-103) | Для связи используется 100 MBit/s Ethernet, стекло-оптоволокно ST, SHP плата IRIG-B для синхронизации по времени и 2-ой интерфейс (RS485, IEC 60870-5-103) | Для связи используется 100 MBit/s Ethernet, стекло-оптоволокно ST, SHP плата IRIG-B для синхронизации по времени и 2-ой интерфейс (RS485, IEC 60870-5-103) | Для связи используется 100 MBit/s Ethernet, стекло-оптоволокно ST, SHP плата IRIG-B для синхронизации по времени и 2-ой интерфейс (RS485, IEC 60870-5-103) | Для связи используется 100 MBit/s Ethernet, стекло-оптоволокно ST, SHP плата IRIG-B для синхронизации по времени и 2-ой интерфейс (RS485, IEC 60870-5-103) | Для связи используется 100 MBit/s Ethernet, стекло-оптоволокно ST, SHP плата IRIG-B для синхронизации по времени и 2-ой интерфейс (RS485, IEC 60870-5-103) | Для связи используется 100 MBit/s Ethernet, стекло-оптоволокно ST, SHP плата IRIG-B для синхронизации по времени и 2-ой интерфейс (RS485, IEC 60870-5-103)
[12 empty] | For connection to Mbit/s Mhz Ethernet, glass fiber ST, RSTP and IRIG-B input for clock synchronization and 2nd interface (RS485, IEC 60870-5-103) |  | Для связи используется MBit/s MHz Ethernet, стекло-оптоволокно ST, RSTP плата IRIG-B для синхронизации по времени и 2-ой интерфейс (RS485, IEC 60870-5-103) | Для связи используется MBit/s MHz Ethernet, стекло-оптоволокно ST, RSTP плата IRIG-B для синхронизации по времени и 2-ой интерфейс (RS485, IEC 60870-5-103) | Для связи используется MBit/s MHz Ethernet, стекло-оптоволокно ST, RSTP плата IRIG-B для синхронизации по времени и 2-ой интерфейс (RS485, IEC 60870-5-103) | Для связи используется MBit/s MHz Ethernet, стекло-оптоволокно ST, RSTP плата IRIG-B для синхронизации по времени и 2-ой интерфейс (RS485, IEC 60870-5-103) | Для связи используется MBit/s MHz Ethernet, стекло-оптоволокно ST, RSTP плата IRIG-B для синхронизации по времени и 2-ой интерфейс (RS485, IEC 60870-5-103) | Для связи используется MBit/s MHz Ethernet, стекло-оптоволокно ST, RSTP плата IRIG-B для синхронизации по времени и 2-ой интерфейс (RS485, IEC 60870-5-103) | Для связи используется MBit/s MHz Ethernet, стекло-оптоволокно ST, RSTP плата IRIG-B для синхронизации по времени и 2-ой интерфейс (RS485, IEC 60870-5-103) | Для связи используется MBit/s MHz Ethernet, стекло-оптоволокно ST, RSTP плата IRIG-B для синхронизации по времени и 2-ой интерфейс (RS485, IEC 60870-5-103)
[12 empty] | For connection to 100 Mbit/s Ethernet, glass fiber ST, dual homing and IRIG-B input for clock synchronization and 2nd interface (RS485, IEC 60870-5-103) |  | Для связи используется 100 MBit/s Ethernet, стекло-оптоволокно ST, двойное подключение плата IRIG-B для синхронизации по времени и 2-ой интерфейс (RS485, IEC 60870-5-103) | Для связи используется 100 MBit/s Ethernet, стекло-оптоволокно ST, двойное подключение плата IRIG-B для синхронизации по времени и 2-ой интерфейс (RS485, IEC 60870-5-103) | Для связи используется 100 MBit/s Ethernet, стекло-оптоволокно ST, двойное подключение плата IRIG-B для синхронизации по времени и 2-ой интерфейс (RS485, IEC 60870-5-103) | Для связи используется 100 MBit/s Ethernet, стекло-оптоволокно ST, двойное подключение плата IRIG-B для синхронизации по времени и 2-ой интерфейс (RS485, IEC 60870-5-103) | Для связи используется 100 MBit/s Ethernet, стекло-оптоволокно ST, двойное подключение плата IRIG-B для синхронизации по времени и 2-ой интерфейс (RS485, IEC 60870-5-103) | Для связи используется 100 MBit/s Ethernet, стекло-оптоволокно ST, двойное подключение плата IRIG-B для синхронизации по времени и 2-ой интерфейс (RS485, IEC 60870-5-103) | Для связи используется 100 MBit/s Ethernet, стекло-оптоволокно ST, двойное подключение плата IRIG-B для синхронизации по времени и 2-ой интерфейс (RS485, IEC 60870-5-103) | Для связи используется 100 MBit/s Ethernet, стекло-оптоволокно ST, двойное подключение плата IRIG-B для синхронизации по времени и 2-ой интерфейс (RS485, IEC 60870-5-103)
| -9** | -9** | -9** | -9** | -9** | -9** | -9** | -9** | -9** | -9** | -9** | -981 | -9** | -981 | -981 | -981 | -981 | -981 | -981 | -981 | -981
| -9** | -9** | -9** | -9** | -9** | -9** | -9** | -9** | -9** | -9** | -9** | -982 | -9** | -982 | -982 | -982 | -982 | -982 | -982 | -982 | -982
| -9** | -9** | -9** | -9** | -9** | -9** | -9** | -9** | -9** | -9** | -9** | -983 | -9** | -983 | -983 | -983 | -983 | -983 | -983 | -983 | -983
| * | * | * | * | * | * | * | * | * | * | * | M | * | M | M | M | M | M | M | M | M
| * | * | * | * | * | * | * | * | * | * | * | N | * | N | N | N | N | N | N | N | N
| * | * | * | * | * | * | * | * | * | * | * | P | * | P | P | P | P | P | P | P | P
PSU digits | 3 | 3 | 3 | 3 | 3 | 3 | 3 | 3 | 3 | 3 | 3 | E | 3 | E | E | E | E | E | E | E | E
| 4 | 4 | 4 | 4 | 4 | 4 | 4 | 4 | 4 | 4 | 4 | F | 4 | F | F | F | F | F | F | F | F
| 8 | 8 | 8 | 8 | 8 | 8 | 8 | 8 | 8 | 8 | 8 | G | 8 | G | G | G | G | G | G | G | G
| 9 | 9 | 9 | 9 | 9 | 9 | 9 | 9 | 9 | 9 | 9 | H | 9 | H | H | H | H | H | H | H | H
| * | * | * | * | * | * | * | * | * | * | * | L | * | L | L | L | L | L | L | L | L
| * | * | * | * | * | * | * | * | * | * | * | M | * | M | M | M | M | M | M | M | M

## Date Drivers HIST (hidden)
Key Date | 2015-01-21
Basic device/Type of connection | time axis 2001-01-01 to 2011-03-14
| Basic device 40TE, pin terminal connection | Basic device 40TE, pin terminal connection | Basic device 40TE, pin terminal connection | Basic device 40TE, pin terminal connection | Basic device 40TE, pin terminal connection | Basic device 40TE, pin terminal connection | Basic device 40TE, pin terminal connection | Basic device 40TE, pin terminal connection | Basic device 40TE, pin terminal connection | Basic device 40TE, pin terminal connection | Basic device 40TE, pin terminal connection | Basic device 40TE, pin terminal connection | Basic device 40TE, pin terminal connection | Basic device 40TE, pin terminal connection | Basic device 40TE, pin terminal connection | Basic device 40TE, pin terminal connection | Basic device 40TE, pin terminal connection | Basic device 40TE, pin terminal connection | Basic device 40TE, pin terminal connection | Basic device 40TE, pin terminal connection | Basic device 40TE, pin terminal connection | Basic device 40TE, pin terminal connection | Basic device 40TE, pin terminal connection | Basic device 40TE, pin terminal connection | Basic device 40TE, pin terminal connection | Basic device 40TE, pin terminal connection | Basic device 40TE, pin terminal connection | Basic device 40TE, pin terminal connection | Basic device 40TE, pin terminal connection | Basic device 40TE, pin terminal connection | Basic device 40TE, pin terminal connection | Basic device 40TE, pin terminal connection | Basic device 40TE, pin terminal connection | Basic device 40TE, pin terminal connection | Basic device 40TE, pin terminal connection | Basic device 40TE, pin terminal connection | Basic device 40TE, pin terminal connection | Basic device 40TE, pin terminal connection | Basic device 40TE, pin terminal connection | Basic device 40TE, pin terminal connection | Basic device 40TE, pin terminal connection | Basic device 40TE, pin terminal connection | Basic device 40TE, pin terminal connection | Basic device 40TE, pin terminal connection | Basic device 40TE, pin terminal connection | Basic device 40TE, pin terminal connection | Basic device 40TE, pin terminal connection | Basic device 40TE, pin terminal connection
|  |  |  | Basic device 84TE, ring terminal connection | Basic device 84TE, ring terminal connection | Basic device 84TE, ring terminal connection | Basic device 84TE, ring terminal connection | Basic device 84TE, ring terminal connection | Basic device 84TE, ring terminal connection | Basic device 84TE, ring terminal connection | Basic device 84TE, ring terminal connection | Basic device 84TE, ring terminal connection | Basic device 84TE, ring terminal connection | Basic device 84TE, ring terminal connection | Basic device 84TE, ring terminal connection | Basic device 84TE, ring terminal connection | Basic device 84TE, ring terminal connection | Basic device 84TE, ring terminal connection | Basic device 84TE, ring terminal connection | Basic device 84TE, ring terminal connection | Basic device 84TE, ring terminal connection | Basic device 84TE, ring terminal connection | Basic device 84TE, ring terminal connection | Basic device 84TE, ring terminal connection | Basic device 84TE, ring terminal connection | Basic device 84TE, ring terminal connection | Basic device 84TE, ring terminal connection | Basic device 84TE, ring terminal connection | Basic device 84TE, ring terminal connection | Basic device 84TE, ring terminal connection | Basic device 84TE, ring terminal connection | Basic device 84TE, ring terminal connection | Basic device 84TE, ring terminal connection | Basic device 84TE, ring terminal connection | Basic device 84TE, ring terminal connection | Basic device 84TE, ring terminal connection | Basic device 84TE, ring terminal connection | Basic device 84TE, ring terminal connection | Basic device 84TE, ring terminal connection | Basic device 84TE, ring terminal connection | Basic device 84TE, ring terminal connection | Basic device 84TE, ring terminal connection | Basic device 84TE, ring terminal connection | Basic device 84TE, ring terminal connection | Basic device 84TE, ring terminal connection | Basic device 84TE, ring terminal connection | Basic device 84TE, ring terminal connection | Basic device 84TE, ring terminal connection
Mounting option and display/Case design | Surface mounted, local control panel with text display with fixed HMI | Surface mounted, local control panel with text display with fixed HMI | Surface mounted, local control panel with text display with fixed HMI | Surface mounted, local control panel with text display with fixed HMI | Surface mounted, local control panel with text display with fixed HMI | Surface mounted, local control panel with text display with fixed HMI | Surface mounted, local control panel with text display with fixed HMI | Surface mounted, local control panel with text display with fixed HMI | Surface mounted, local control panel with text display with fixed HMI | Surface mounted, local control panel with text display with fixed HMI | Surface mounted, local control panel with text display with fixed HMI | Surface mounted, local control panel with text display with fixed HMI | Surface mounted, local control panel with text display with fixed HMI | Surface mounted, local control panel with text display with fixed HMI | Surface mounted, local control panel with text display with fixed HMI | Surface mounted, local control panel with text display with fixed HMI | Surface mounted, local control panel with text display with fixed HMI | Surface mounted, local control panel with text display with fixed HMI | Surface mounted, local control panel with text display with fixed HMI | Surface mounted, local control panel with text display with fixed HMI | Surface mounted, local control panel with text display with fixed HMI | Surface mounted, local control panel with text display with fixed HMI | Surface mounted, local control panel with text display with fixed HMI | Surface mounted, local control panel with text display with fixed HMI | Surface mounted, local control panel with text display with fixed HMI | Surface mounted, local control panel with text display with fixed HMI | Surface mounted, local control panel with text display with fixed HMI | Surface mounted, local control panel with text display with fixed HMI | Surface mounted, local control panel with text display with fixed HMI | Surface mounted, local control panel with text display with fixed HMI | Surface mounted, local control panel with text display with fixed HMI | Surface mounted, local control panel with text display with fixed HMI | Surface mounted, local control panel with text display with fixed HMI | Surface mounted, local control panel with text display with fixed HMI | Surface mounted, local control panel with text display with fixed HMI | Surface mounted, local control panel with text display with fixed HMI | Surface mounted, local control panel with text display with fixed HMI | Surface mounted, local control panel with text display with fixed HMI | Surface mounted, local control panel with text display with fixed HMI | Surface mounted, local control panel with text display with fixed HMI | Surface mounted, local control panel with text display with fixed HMI | Surface mounted, local control panel with text display with fixed HMI | Surface mounted, local control panel with text display with fixed HMI | Surface mounted, local control panel with text display with fixed HMI | Surface mounted, local control panel with text display with fixed HMI | Surface mounted, local control panel with text display with fixed HMI | Surface mounted, local control panel with text display with fixed HMI | Surface mounted, local control panel with text display with fixed HMI
| Flush/Rack mounted, local control panel with text display with fixed HMI | Flush/Rack mounted, local control panel with text display with fixed HMI | Flush/Rack mounted, local control panel with text display with fixed HMI | Flush/Rack mounted, local control panel with text display with fixed HMI | Flush/Rack mounted, local control panel with text display with fixed HMI | Flush/Rack mounted, local control panel with text display with fixed HMI | Flush/Rack mounted, local control panel with text display with fixed HMI | Flush/Rack mounted, local control panel with text display with fixed HMI | Flush/Rack mounted, local control panel with text display with fixed HMI | Flush/Rack mounted, local control panel with text display with fixed HMI | Flush/Rack mounted, local control panel with text display with fixed HMI | Flush/Rack mounted, local control panel with text display with fixed HMI | Flush/Rack mounted, local control panel with text display with fixed HMI | Flush/Rack mounted, local control panel with text display with fixed HMI | Flush/Rack mounted, local control panel with text display with fixed HMI | Flush/Rack mounted, local control panel with text display with fixed HMI | Flush/Rack mounted, local control panel with text display with fixed HMI | Flush/Rack mounted, local control panel with text display with fixed HMI | Flush/Rack mounted, local control panel with text display with fixed HMI | Flush/Rack mounted, local control panel with text display with fixed HMI | Flush/Rack mounted, local control panel with text display with fixed HMI | Flush/Rack mounted, local control panel with text display with fixed HMI | Flush/Rack mounted, local control panel with text display with fixed HMI | Flush/Rack mounted, local control panel with text display with fixed HMI | Flush/Rack mounted, local control panel with text display with fixed HMI | Flush/Rack mounted, local control panel with text display with fixed HMI | Flush/Rack mounted, local control panel with text display with fixed HMI | Flush/Rack mounted, local control panel with text display with fixed HMI | Flush/Rack mounted, local control panel with text display with fixed HMI | Flush/Rack mounted, local control panel with text display with fixed HMI | Flush/Rack mounted, local control panel with text display with fixed HMI | Flush/Rack mounted, local control panel with text display with fixed HMI | Flush/Rack mounted, local control panel with text display with fixed HMI | Flush/Rack mounted, local control panel with text display with fixed HMI | Flush/Rack mounted, local control panel with text display with fixed HMI | Flush/Rack mounted, local control panel with text display with fixed HMI | Flush/Rack mounted, local control panel with text display with fixed HMI | Flush/Rack mounted, local control panel with text display with fixed HMI | Flush/Rack mounted, local control panel with text display with fixed HMI | Flush/Rack mounted, local control panel with text display with fixed HMI | Flush/Rack mounted, local control panel with text display with fixed HMI | Flush/Rack mounted, local control panel with text display with fixed HMI | Flush/Rack mounted, local control panel with text display with fixed HMI | Flush/Rack mounted, local control panel with text display with fixed HMI | Flush/Rack mounted, local control panel with text display with fixed HMI | Flush/Rack mounted, local control panel with text display with fixed HMI | Flush/Rack mounted, local control panel with text display with fixed HMI | Flush/Rack mounted, local control panel with text display with fixed HMI
[27 empty] | #REF! | #REF! | #REF! | #REF! | #REF! | #REF! | #REF! | #REF! | #REF! | #REF! | #REF! | #REF! | #REF! | #REF! | #REF! | #REF! | #REF! | #REF! | #REF! | Surface-mounted, with detachable HMI | Surface-mounted, with detachable HMI | Surface-mounted, with detachable HMI
[27 empty] | #REF! | #REF! | #REF! | #REF! | #REF! | #REF! | #REF! | #REF! | #REF! | #REF! | #REF! | #REF! | #REF! | #REF! | #REF! | #REF! | #REF! | #REF! | #REF! | Flush-mounted, with detachable HMI | Flush-mounted, with detachable HMI | Flush-mounted, with detachable HMI
Additional Options | Without | Without | Without | Without | Without | Without | Without | Without | Without | Without | Without | Without | Without | Without | Without | Without | Without | Without | Without | Without | Without | Without | Without | Without | Without | Without | Without | Without | Without | Without | Without | Without | Without | Without | Without | Without | Without | Without | Without | Without | Without | Without | Without | Without | Without | Without | Without | Without
| 0 | 0 | 0 | 0 | 0 | 0 | 0 | 0 | 0 | 0 | 0 | 0 | 0 | 0 | 0 | 0 | 0 | 0 | 0 | 0 | 0 | 0 | 0 | 0 | 0 | 0 | 0 | 0 | 0 | 0 | 0 | 0 | 0 | 0 | 0 | 0 | 0 | 0 | 0 | 0 | 0 | 0 | 0 | 0 | 0 | 0 | 0 | 0
| With 1 binary module (6 binary inputs/ 8 output relays) | With 1 binary module (6 binary inputs/ 8 output relays) | With 1 binary module (6 binary inputs/ 8 output relays) | With 1 binary module (6 binary inputs/ 8 output relays) | With 1 binary module (6 binary inputs/ 8 output relays) | With 1 binary module (6 binary inputs/ 8 output relays) | With 1 binary module (6 binary inputs/ 8 output relays) | With 1 binary module (6 binary inputs/ 8 output relays) | With 1 binary module (6 binary inputs/ 8 output relays) | With 1 binary module (6 binary inputs/ 8 output relays) | With 1 binary module (6 binary inputs/ 8 output relays) | With 1 binary module (6 binary inputs/ 8 output relays) | With 1 binary module (6 binary inputs/ 8 output relays) | With 1 binary module (6 binary inputs/ 8 output relays) | With 1 binary module (6 binary inputs/ 8 output relays) | With 1 binary module (6 binary inputs/ 8 output relays) | With 1 binary module (6 binary inputs/ 8 output relays) | With 1 binary module (6 binary inputs/ 8 output relays) | With 1 binary module (6 binary inputs/ 8 output relays) | With 1 binary module (6 binary inputs/ 8 output relays) | With 1 binary module (6 binary inputs/ 8 output relays) | With 1 binary module (6 binary inputs/ 8 output relays) | With 1 binary module (6 binary inputs/ 8 output relays) | With 1 binary module (6 binary inputs/ 8 output relays) | With 1 binary module (6 binary inputs/ 8 output relays) | With 1 binary module (6 binary inputs/ 8 output relays) | With 1 binary module (6 binary inputs/ 8 output relays) | With 1 binary module (6 binary inputs/ 8 output relays) | With 1 binary module (6 binary inputs/ 8 output relays) | With 1 binary module (6 binary inputs/ 8 output relays) | With 1 binary module (6 binary inputs/ 8 output relays) | With 1 binary module (6 binary inputs/ 8 output relays) | With 1 binary module (6 binary inputs/ 8 output relays) | With 1 binary module (6 binary inputs/ 8 output relays) | With 1 binary module (6 binary inputs/ 8 output relays) | With 1 binary module (6 binary inputs/ 8 output relays) | With 1 binary module (6 binary inputs/ 8 output relays) | With 1 binary module (6 binary inputs/ 8 output relays) | With 1 binary module (6 binary inputs/ 8 output relays) | With 1 binary module (6 binary inputs/ 8 output relays) | With 1 binary module (6 binary inputs/ 8 output relays) | With 1 binary module (6 binary inputs/ 8 output relays) | With 1 binary module (6 binary inputs/ 8 output relays) | With 1 binary module (6 binary inputs/ 8 output relays) | With 1 binary module (6 binary inputs/ 8 output relays) | With 1 binary module (6 binary inputs/ 8 output relays) | With 1 binary module (6 binary inputs/ 8 output relays) | With 1 binary module (6 binary inputs/ 8 output relays)
| 1 | 1 | 1 | 1 | 1 | 1 | 1 | 1 | 1 | 1 | 1 | 1 | 1 | 1 | 1 | 1 | 1 | 1 | 1 | 1 | 1 | 1 | 1 | 1 | 1 | 1 | 1 | 1 | 1 | 1 | 1 | 1 | 1 | 1 | 1 | 1 | 1 | 1 | 1 | 1 | 1 | 1 | 1 | 1 | 1 | 1 | 1 | 1
[33 empty] | With 1 binary module (6 binary inputs/ 6 output relays) for control of up to 3 switchgear units |  |  | With 1 binary module (6 binary inputs/ 6 output relays) for control of up to 3 switchgear units |  |  | With 1 binary module (6 binary inputs/ 6 output relays) for control of up to 3 switchgear units | With 1 binary module (6 binary inputs/ 6 output relays) for control of up to 3 switchgear units | With 1 binary module (6 binary inputs/ 6 output relays) for control of up to 3 switchgear units | With 1 binary module (6 binary inputs/ 6 output relays) for control of up to 3 switchgear units | With 1 binary module (6 binary inputs/ 6 output relays) for control of up to 3 switchgear units |  |  | With 1 binary module (6 binary inputs/ 6 output relays) for control of up to 3 switchgear units | With 1 binary module (6 binary inputs/ 6 output relays) for control of up to 3 switchgear units | With 1 binary module (6 binary inputs/ 6 output relays) for control of up to 3 switchgear units
| 1 | 1 | 1 | 1 | 1 | 1 | 1 | 1 | 1 | 1 | 1 | 1 | 1 | 1 | 1 | 1 | 1 | 1 | 1 | 1 | 1 | 1 | 1 | 1 | 1 | 1 | 1 | 1 | 1 | 1 | 1 | 1 | 5 | 1 | 1 | 5 | 1 | 1 | 5 | 5 | 5 | 5 | 5 | 1 | 1 | 5 | 5 | 5
Power supply
| 24Vdc | 24Vdc | 24Vdc | 24Vdc | 24Vdc | 24Vdc | 24Vdc | 24Vdc | 24Vdc | 24Vdc | 24Vdc | 24Vdc | 24Vdc | 24Vdc | 24Vdc | 24Vdc | 24Vdc | 24Vdc | 24Vdc | VA,nom = 24 VDC | VA,nom = 24 VDC | VA,nom = 24 VDC | VA,nom = 24 VDC | VA,nom = 24 VDC | VA,nom = 24 VDC | VA,nom = 24 VDC | VA,nom = 24 VDC | VA,nom = 24 VDC | VA,nom = 24 VDC | VA,nom = 24 VDC | VA,nom = 24 VDC | VA,nom = 24 VDC | VA,nom = 24 VDC | VA,nom = 24 VDC | VA,nom = 24 VDC | VA,nom = 24 VDC | VA,nom = 24 VDC | VA,nom = 24 VDC | VA,nom = 24 VDC | VA,nom = 24 VDC | VA,nom = 24 VDC | VA,nom = 24 VDC | VA,nom = 24 VDC | VA,nom = 24 VDC | VA,nom = 24 VDC | VA,nom = 24 VDC | VA,nom = 24 VDC | VA,nom = 24 VDC
| 48 to 250Vdc/100 to 230Vac | 48 to 250Vdc/100 to 230Vac | 48 to 250Vdc/100 to 230Vac | 48 to 250Vdc/100 to 230Vac | 48 to 250Vdc/100 to 230Vac | 48 to 250Vdc/100 to 230Vac | 48 to 250Vdc/100 to 230Vac | 48 to 250Vdc/100 to 230Vac | 48 to 250Vdc/100 to 230Vac | 48 to 250Vdc/100 to 230Vac | 48 to 250Vdc/100 to 230Vac | 48 to 250Vdc/100 to 230Vac | 48 to 250Vdc/100 to 230Vac | 48 to 250Vdc/100 to 230Vac | 48 to 250Vdc/100 to 230Vac | 48 to 250Vdc/100 to 230Vac | 48 to 250Vdc/100 to 230Vac | 48 to 250Vdc/100 to 230Vac | 48 to 250Vdc/100 to 230Vac | VA,nom = 48 ... 250 VDC / 100 ... 230 VAC | VA,nom = 48 ... 250 VDC / 100 ... 230 VAC | VA,nom = 48 ... 250 VDC / 100 ... 230 VAC | VA,nom = 48 ... 250 VDC / 100 ... 230 VAC | VA,nom = 48 ... 250 VDC / 100 ... 230 VAC | VA,nom = 48 ... 250 VDC / 100 ... 230 VAC | VA,nom = 48 ... 250 VDC / 100 ... 230 VAC | VA,nom = 48 ... 250 VDC / 100 ... 230 VAC | VA,nom = 48 ... 250 VDC / 100 ... 230 VAC | VA,nom = 48 ... 250 VDC / 100 ... 230 VAC | VA,nom = 48 ... 250 VDC / 100 ... 230 VAC | VA,nom = 48 ... 250 VDC / 100 ... 230 VAC | VA,nom = 48 ... 250 VDC / 100 ... 230 VAC | VA,nom = 48 ... 250 VDC / 100 ... 230 VAC | VA,nom = 48 ... 250 VDC / 100 ... 230 VAC | VA,nom = 48 ... 250 VDC / 100 ... 230 VAC | VA,nom = 48 ... 250 VDC / 100 ... 230 VAC | VA,nom = 48 ... 250 VDC / 100 ... 230 VAC | VA,nom = 48 ... 250 VDC / 100 ... 230 VAC | VA,nom = 48 ... 250 VDC / 100 ... 230 VAC | VA,nom = 48 ... 250 VDC / 100 ... 230 VAC | VA,nom = 48 ... 250 VDC / 100 ... 230 VAC | VA,nom = 48 ... 250 VDC / 100 ... 230 VAC | VA,nom = 48 ... 250 VDC / 100 ... 230 VAC | VA,nom = 48 ... 250 VDC / 100 ... 230 VAC | VA,nom = 48 ... 250 VDC / 100 ... 230 VAC | VA,nom = 48 ... 250 VDC / 100 ... 230 VAC | VA,nom = 48 ... 250 VDC / 100 ... 230 VAC | VA,nom = 48 ... 250 VDC / 100 ... 230 VAC
| 24Vdc and 6 output relays, 4 with thyristor | 24Vdc and 6 output relays, 4 with thyristor | 24Vdc and 6 output relays, 4 with thyristor | 24Vdc and 6 output relays, 4 with thyristor | 24Vdc and 6 output relays, 4 with thyristor | 24Vdc and 6 output relays, 4 with thyristor | 24Vdc and 6 output relays, 4 with thyristor | 24Vdc and 6 output relays, 4 with thyristor | 24Vdc and 6 output relays, 4 with thyristor | 24Vdc and 6 output relays, 4 with thyristor | 24Vdc and 6 output relays, 4 with thyristor | 24Vdc and 6 output relays, 4 with thyristor | 24Vdc and 6 output relays, 4 with thyristor | 24Vdc and 6 output relays, 4 with thyristor | 24Vdc and 6 output relays, 4 with thyristor | 24Vdc and 6 output relays, 4 with thyristor | 24Vdc and 6 output relays, 4 with thyristor | 24Vdc and 6 output relays, 4 with thyristor | 24Vdc and 6 output relays, 4 with thyristor | VA,nom = 24 VDC and 6 output relays, 4 with thyristor | VA,nom = 24 VDC and 6 output relays, 4 with thyristor | VA,nom = 24 VDC and 6 output relays, 4 with thyristor | VA,nom = 24 VDC and 6 output relays, 4 with thyristor | VA,nom = 24 VDC and 6 output relays, 4 with thyristor | VA,nom = 24 VDC and 6 output relays, 4 with thyristor | VA,nom = 24 VDC and 6 output relays, 4 with thyristor | VA,nom = 24 VDC and 6 output relays, 4 with thyristor | VA,nom = 24 VDC and 6 output relays, 4 with thyristor | VA,nom = 24 VDC and 6 output relays, 4 with thyristor | VA,nom = 24 VDC and 6 output relays, 4 with thyristor | VA,nom = 24 VDC and 6 output relays, 4 with thyristor | VA,nom = 24 VDC and 6 output relays, 4 with thyristor | VA,nom = 24 VDC and 6 output relays, 4 with thyristor | VA,nom = 24 VDC and 6 output relays, 4 with thyristor | VA,nom = 24 VDC and 6 output relays, 4 with thyristor | VA,nom = 24 VDC and 6 output relays, 4 with thyristor | VA,nom = 24 VDC and 6 output relays, 4 with thyristor | VA,nom = 24 VDC and 6 output relays, 4 with thyristor | VA,nom = 24 VDC and 6 output relays, 4 with thyristor | VA,nom = 24 VDC and 6 output relays, 4 with thyristor | VA,nom = 24 VDC and 6 output relays, 4 with thyristor | VA,nom = 24 VDC and 6 output relays, 4 with thyristor | VA,nom = 24 VDC and 6 output relays, 4 with thyristor | VA,nom = 24 VDC and 6 output relays, 4 with thyristor | VA,nom = 24 VDC and 6 output relays, 4 with thyristor | VA,nom = 24 VDC and 6 output relays, 4 with thyristor | VA,nom = 24 VDC and 6 output relays, 4 with thyristor | VA,nom = 24 VDC and 6 output relays, 4 with thyristor
| 48 to 250Vdc/100 to 230Vac and 6 output relays, 4 with thyristor | 48 to 250Vdc/100 to 230Vac and 6 output relays, 4 with thyristor | 48 to 250Vdc/100 to 230Vac and 6 output relays, 4 with thyristor | 48 to 250Vdc/100 to 230Vac and 6 output relays, 4 with thyristor | 48 to 250Vdc/100 to 230Vac and 6 output relays, 4 with thyristor | 48 to 250Vdc/100 to 230Vac and 6 output relays, 4 with thyristor | 48 to 250Vdc/100 to 230Vac and 6 output relays, 4 with thyristor | 48 to 250Vdc/100 to 230Vac and 6 output relays, 4 with thyristor | 48 to 250Vdc/100 to 230Vac and 6 output relays, 4 with thyristor | 48 to 250Vdc/100 to 230Vac and 6 output relays, 4 with thyristor | 48 to 250Vdc/100 to 230Vac and 6 output relays, 4 with thyristor | 48 to 250Vdc/100 to 230Vac and 6 output relays, 4 with thyristor | 48 to 250Vdc/100 to 230Vac and 6 output relays, 4 with thyristor | 48 to 250Vdc/100 to 230Vac and 6 output relays, 4 with thyristor | 48 to 250Vdc/100 to 230Vac and 6 output relays, 4 with thyristor | 48 to 250Vdc/100 to 230Vac and 6 output relays, 4 with thyristor | 48 to 250Vdc/100 to 230Vac and 6 output relays, 4 with thyristor | 48 to 250Vdc/100 to 230Vac and 6 output relays, 4 with thyristor | 48 to 250Vdc/100 to 230Vac and 6 output relays, 4 with thyristor | VA,nom = 48 ... 250 VDC / 100 ... 230 VAC and 6 output relays, 4 with thyristor | VA,nom = 48 ... 250 VDC / 100 ... 230 VAC and 6 output relays, 4 with thyristor | VA,nom = 48 ... 250 VDC / 100 ... 230 VAC and 6 output relays, 4 with thyristor | VA,nom = 48 ... 250 VDC / 100 ... 230 VAC and 6 output relays, 4 with thyristor | VA,nom = 48 ... 250 VDC / 100 ... 230 VAC and 6 output relays, 4 with thyristor | VA,nom = 48 ... 250 VDC / 100 ... 230 VAC and 6 output relays, 4 with thyristor | VA,nom = 48 ... 250 VDC / 100 ... 230 VAC and 6 output relays, 4 with thyristor | VA,nom = 48 ... 250 VDC / 100 ... 230 VAC and 6 output relays, 4 with thyristor | VA,nom = 48 ... 250 VDC / 100 ... 230 VAC and 6 output relays, 4 with thyristor | VA,nom = 48 ... 250 VDC / 100 ... 230 VAC and 6 output relays, 4 with thyristor | VA,nom = 48 ... 250 VDC / 100 ... 230 VAC and 6 output relays, 4 with thyristor | VA,nom = 48 ... 250 VDC / 100 ... 230 VAC and 6 output relays, 4 with thyristor | VA,nom = 48 ... 250 VDC / 100 ... 230 VAC and 6 output relays, 4 with thyristor | VA,nom = 48 ... 250 VDC / 100 ... 230 VAC and 6 output relays, 4 with thyristor | VA,nom = 48 ... 250 VDC / 100 ... 230 VAC and 6 output relays, 4 with thyristor | VA,nom = 48 ... 250 VDC / 100 ... 230 VAC and 6 output relays, 4 with thyristor | VA,nom = 48 ... 250 VDC / 100 ... 230 VAC and 6 output relays, 4 with thyristor | VA,nom = 48 ... 250 VDC / 100 ... 230 VAC and 6 output relays, 4 with thyristor | VA,nom = 48 ... 250 VDC / 100 ... 230 VAC and 6 output relays, 4 with thyristor | VA,nom = 48 ... 250 VDC / 100 ... 230 VAC and 6 output relays, 4 with thyristor | VA,nom = 48 ... 250 VDC / 100 ... 230 VAC and 6 output relays, 4 with thyristor | VA,nom = 48 ... 250 VDC / 100 ... 230 VAC and 6 output relays, 4 with thyristor | VA,nom = 48 ... 250 VDC / 100 ... 230 VAC and 6 output relays, 4 with thyristor | VA,nom = 48 ... 250 VDC / 100 ... 230 VAC and 6 output relays, 4 with thyristor | VA,nom = 48 ... 250 VDC / 100 ... 230 VAC and 6 output relays, 4 with thyristor | VA,nom = 48 ... 250 VDC / 100 ... 230 VAC and 6 output relays, 4 with thyristor | VA,nom = 48 ... 250 VDC / 100 ... 230 VAC and 6 output relays, 4 with thyristor | VA,nom = 48 ... 250 VDC / 100 ... 230 VAC and 6 output relays, 4 with thyristor | VA,nom = 48 ... 250 VDC / 100 ... 230 VAC and 6 output relays, 4 with thyristor
| 24Vdc (+6 output relays) | 24Vdc (+6 output relays) | 24Vdc (+6 output relays) | 24Vdc (+6 output relays) | 24Vdc (+6 output relays) | 24Vdc (+6 output relays) | 24Vdc (+6 output relays) | 24Vdc (+6 output relays) | 24Vdc (+6 output relays) | 24Vdc (+6 output relays) | 24Vdc (+6 output relays) | 24Vdc (+6 output relays) | 24Vdc (+6 output relays) | 24Vdc (+6 output relays) | 24Vdc (+6 output relays) | 24Vdc (+6 output relays) | 24Vdc (+6 output relays) | 24Vdc (+6 output relays) | 24Vdc (+6 output relays) | VA,nom = 24 VDC and 6 output relays | VA,nom = 24 VDC and 6 output relays | VA,nom = 24 VDC and 6 output relays | VA,nom = 24 VDC and 6 output relays | VA,nom = 24 VDC and 6 output relays | VA,nom = 24 VDC and 6 output relays | VA,nom = 24 VDC and 6 output relays | VA,nom = 24 VDC and 6 output relays | VA,nom = 24 VDC and 6 output relays | VA,nom = 24 VDC and 6 output relays | VA,nom = 24 VDC and 6 output relays | VA,nom = 24 VDC and 6 output relays | VA,nom = 24 VDC and 6 output relays | VA,nom = 24 VDC and 6 output relays | VA,nom = 24 VDC and 6 output relays | VA,nom = 24 VDC and 6 output relays | VA,nom = 24 VDC and 6 output relays | VA,nom = 24 VDC and 6 output relays | VA,nom = 24 VDC and 6 output relays | VA,nom = 24 VDC and 6 output relays | VA,nom = 24 VDC and 6 output relays | VA,nom = 24 VDC and 6 output relays | VA,nom = 24 VDC and 6 output relays | VA,nom = 24 VDC and 6 output relays | VA,nom = 24 VDC and 6 output relays | VA,nom = 24 VDC and 6 output relays | VA,nom = 24 VDC and 6 output relays | VA,nom = 24 VDC and 6 output relays | VA,nom = 24 VDC and 6 output relays
| 48 to 250Vdc/100 to 230Vac (+6 output relays) | 48 to 250Vdc/100 to 230Vac (+6 output relays) | 48 to 250Vdc/100 to 230Vac (+6 output relays) | 48 to 250Vdc/100 to 230Vac (+6 output relays) | 48 to 250Vdc/100 to 230Vac (+6 output relays) | 48 to 250Vdc/100 to 230Vac (+6 output relays) | 48 to 250Vdc/100 to 230Vac (+6 output relays) | 48 to 250Vdc/100 to 230Vac (+6 output relays) | 48 to 250Vdc/100 to 230Vac (+6 output relays) | 48 to 250Vdc/100 to 230Vac (+6 output relays) | 48 to 250Vdc/100 to 230Vac (+6 output relays) | 48 to 250Vdc/100 to 230Vac (+6 output relays) | 48 to 250Vdc/100 to 230Vac (+6 output relays) | 48 to 250Vdc/100 to 230Vac (+6 output relays) | 48 to 250Vdc/100 to 230Vac (+6 output relays) | 48 to 250Vdc/100 to 230Vac (+6 output relays) | 48 to 250Vdc/100 to 230Vac (+6 output relays) | 48 to 250Vdc/100 to 230Vac (+6 output relays) | 48 to 250Vdc/100 to 230Vac (+6 output relays) | VA,nom = 48 ... 250 VDC / 100 ... 230 VAC and 6 output relays | VA,nom = 48 ... 250 VDC / 100 ... 230 VAC and 6 output relays | VA,nom = 48 ... 250 VDC / 100 ... 230 VAC and 6 output relays | VA,nom = 48 ... 250 VDC / 100 ... 230 VAC and 6 output relays | VA,nom = 48 ... 250 VDC / 100 ... 230 VAC and 6 output relays | VA,nom = 48 ... 250 VDC / 100 ... 230 VAC and 6 output relays | VA,nom = 48 ... 250 VDC / 100 ... 230 VAC and 6 output relays | VA,nom = 48 ... 250 VDC / 100 ... 230 VAC and 6 output relays | VA,nom = 48 ... 250 VDC / 100 ... 230 VAC and 6 output relays | VA,nom = 48 ... 250 VDC / 100 ... 230 VAC and 6 output relays | VA,nom = 48 ... 250 VDC / 100 ... 230 VAC and 6 output relays | VA,nom = 48 ... 250 VDC / 100 ... 230 VAC and 6 output relays | VA,nom = 48 ... 250 VDC / 100 ... 230 VAC and 6 output relays | VA,nom = 48 ... 250 VDC / 100 ... 230 VAC and 6 output relays | VA,nom = 48 ... 250 VDC / 100 ... 230 VAC and 6 output relays | VA,nom = 48 ... 250 VDC / 100 ... 230 VAC and 6 output relays | VA,nom = 48 ... 250 VDC / 100 ... 230 VAC and 6 output relays | VA,nom = 48 ... 250 VDC / 100 ... 230 VAC and 6 output relays | VA,nom = 48 ... 250 VDC / 100 ... 230 VAC and 6 output relays | VA,nom = 48 ... 250 VDC / 100 ... 230 VAC and 6 output relays | VA,nom = 48 ... 250 VDC / 100 ... 230 VAC and 6 output relays | VA,nom = 48 ... 250 VDC / 100 ... 230 VAC and 6 output relays | VA,nom = 48 ... 250 VDC / 100 ... 230 VAC and 6 output relays | VA,nom = 48 ... 250 VDC / 100 ... 230 VAC and 6 output relays | VA,nom = 48 ... 250 VDC / 100 ... 230 VAC and 6 output relays | VA,nom = 48 ... 250 VDC / 100 ... 230 VAC and 6 output relays | VA,nom = 48 ... 250 VDC / 100 ... 230 VAC and 6 output relays | VA,nom = 48 ... 250 VDC / 100 ... 230 VAC and 6 output relays | VA,nom = 48 ... 250 VDC / 100 ... 230 VAC and 6 output relays
[33 empty] | VA,nom = 24 VDC and 4 high break contacts |  |  | VA,nom = 24 VDC and 4 high break contacts |  |  | VA,nom = 24 VDC and 4 high break contacts | VA,nom = 24 VDC and 4 high break contacts | VA,nom = 24 VDC and 4 high break contacts | VA,nom = 24 VDC and 4 high break contacts | VA,nom = 24 VDC and 4 high break contacts |  |  | VA,nom = 24 VDC and 4 high break contacts | VA,nom = 24 VDC and 4 high break contacts | VA,nom = 24 VDC and 4 high break contacts
[33 empty] | VA,nom = 48 ... 250 VDC / 100 ... 230 VAC and 4 high break contacts |  |  | VA,nom = 48 ... 250 VDC / 100 ... 230 VAC and 4 high break contacts |  |  | VA,nom = 48 ... 250 VDC / 100 ... 230 VAC and 4 high break contacts | VA,nom = 48 ... 250 VDC / 100 ... 230 VAC and 4 high break contacts | VA,nom = 48 ... 250 VDC / 100 ... 230 VAC and 4 high break contacts | VA,nom = 48 ... 250 VDC / 100 ... 230 VAC and 4 high break contacts | VA,nom = 48 ... 250 VDC / 100 ... 230 VAC and 4 high break contacts |  |  | VA,nom = 48 ... 250 VDC / 100 ... 230 VAC and 4 high break contacts | VA,nom = 48 ... 250 VDC / 100 ... 230 VAC and 4 high break contacts | VA,nom = 48 ... 250 VDC / 100 ... 230 VAC and 4 high break contacts
Additional Options
| Without | Without | Without | Without | Without | Without | Without | Without | Without | Without | Without | Without | Without | Without | Without | Without | Without | Without | Without | Without | Without | Without | Without | Without | Without | Without | Without | Without | Without | Without | Without | Without | Without | Without | Without | Without | Without | Without | Without | Without | Without | Without | Without | Without | Without | Without | Without | Without
| 0 | 0 | 0 | 0 | 0 | 0 | 0 | 0 | 0 | 0 | 0 | 0 | 0 | 0 | 0 | 0 | 0 | 0 | 0 | 0 | 0 | 0 | 0 | 0 | 0 | 0 | 0 | 0 | 0 | 0 | 0 | 0 | 0 | 0 | 0 | 0 | 0 | 0 | 0 | 0 | 0 | 0 | 0 | 0 | 0 | 0 | 0 | 0
| With analogue module | With analogue module | With analogue module | With analogue module | With analogue module | With analogue module | With analogue module | With analogue module | With analogue module | With analogue module | With analogue module | With analogue module | With analogue module | With analogue module | With analogue module | With analogue module | With analogue module | With analogue module | With analogue module | With analogue module | With analogue module | With analogue module | With analogue module | With analogue module | With analogue module | With analogue module | With analogue module | With analogue module | With analogue module | With analogue module | With analogue module | With analogue module | With analogue module | With analogue module | With analogue module | With analogue module | With analogue module | With analogue module | With analogue module | With analogue module | With analogue module | With analogue module | With analogue module | With analogue module | With analogue module | With analogue module | With analogue module | With analogue module
| 2 | 2 | 2 | 2 | 2 | 2 | 2 | 2 | 2 | 2 | 2 | 2 | 2 | 2 | 2 | 2 | 2 | 2 | 2 | 2 | 2 | 2 | 2 | 2 | 2 | 2 | 2 | 2 | 2 | 2 | 2 | 2 | 2 | 2 | 2 | 2 | 2 | 2 | 2 | 2 | 2 | 2 | 2 | 2 | 2 | 2 | 2 | 2
| With binary module (24 binary inputs) | With binary module (24 binary inputs) | With binary module (24 binary inputs) | With binary module (24 binary inputs) | With binary module (24 binary inputs) | With binary module (24 binary inputs) | With binary module (24 binary inputs) | With binary module (24 binary inputs) | With binary module (24 binary inputs) | With binary module (24 binary inputs) | With binary module (24 binary inputs) | With binary module (24 binary inputs) | With binary module (24 binary inputs) | With binary module (24 binary inputs) | With binary module (24 binary inputs) | With binary module (24 binary inputs) | With binary module (24 binary inputs) | With binary module (24 binary inputs) | With binary module (24 binary inputs) | With binary module (24 binary inputs) | With binary module (24 binary inputs) | With binary module (24 binary inputs) | With binary module (24 binary inputs) | With binary module (24 binary inputs) | With binary module (24 binary inputs) | With binary module (24 binary inputs) | With binary module (24 binary inputs) | With binary module (24 binary inputs) | With binary module (24 binary inputs) | With binary module (24 binary inputs) | With binary module (24 binary inputs) | With binary module (24 binary inputs) | With binary module (24 binary inputs) | With binary module (24 binary inputs) | With binary module (24 binary inputs) | With binary module (24 binary inputs) | With binary module (24 binary inputs) | With binary module (24 binary inputs) | With binary module (24 binary inputs) | With binary module (24 binary inputs) | With binary module (24 binary inputs) | With binary module (24 binary inputs) | With binary module (24 binary inputs) | With binary module (24 binary inputs) | With binary module (24 binary inputs) | With binary module (24 binary inputs) | With binary module (24 binary inputs) | With binary module (24 binary inputs)
| 4 | 4 | 4 | 4 | 4 | 4 | 4 | 4 | 4 | 4 | 4 | 4 | 4 | 4 | 4 | 4 | 4 | 4 | 4 | 4 | 4 | 4 | 4 | 4 | 4 | 4 | 4 | 4 | 4 | 4 | 4 | 4 | 4 | 4 | 4 | 4 | 4 | 4 | 4 | 4 | 4 | 4 | 4 | 4 | 4 | 4 | 4 | 4
Hardware Issue (Date dependent)
| A | A | A | B | B | B | B | B | B | B | B | B | B | A | B | C | C | C | C | D | D | D | E | E | E | E | F | F | F | G | G | G | H | F | G | H | F | G | H | H | H | H | H | F | G | H | H | H
| -301 | -301 | -301 | -302 | -302 | -302 | -302 | -302 | -302 | -302 | -302 | -302 | -302 | -301 | -302 | -303 | -303 | -303 | -303 | -304 | -304 | -304 | -305 | -305 | -305 | -305 | -306 | -306 | -306 | -307 | -307 | -307 | -308 | -306 | -307 | -308 | -306 | -307 | -308 | -308 | -308 | -308 | -308 | -306 | -307 | -308 | -308 | -308
Case Size / Ring or Pin
| -401 | -401 | -401 | -401 | -401 | -401 | -401 | -401 | -401 | -401 | -401 | -401 | -401 | -401 | -401 | -403 | -403 | -403 | -403 | -403 | -403 | -403 | -403 | -403 | -403 | -403 | -405 | -405 | -405 | -405 | -405 | -405 | -407 | -405 | -405 | -407 | -405 | -405 | -407 | -407 | -407 | -407 | -407 | -405 | -405 | -407 | -407 | -407
| 1 | 1 | 1 | 1 | 1 | 1 | 1 | 1 | 1 | A | A | A | A | A | A | C | C | C | C | C | C | C | C | C | C | C | E | E | E | E | E | E | G | E | E | G | E | E | G | G | G | G | G | E | E | G | G | G
| -401 | -401 | -401 | -402 | -402 | -402 | -402 | -402 | -402 | -402 | -402 | -402 | -402 | -402 | -402 | -404 | -404 | -404 | -404 | -404 | -404 | -404 | -404 | -404 | -404 | -404 | -406 | -406 | -406 | -406 | -406 | -406 | -408 | -406 | -406 | -408 | -406 | -406 | -408 | -408 | -408 | -408 | -408 | -406 | -406 | -408 | -408 | -408
| 1 | 1 | 1 | 2 | 2 | 2 | 2 | 2 | 2 | B | B | B | B | B | B | D | D | D | D | D | D | D | D | D | D | D | F | F | F | F | F | F | H | F | F | H | F | F | H | H | H | H | H | F | F | H | H | H
Interfaces
| None | None | None | None | None | None | None | None | None | None | None | None | None | None | None | None | None | None | None | None | None | None | None | None | None | None | None | None | None | None | None | None | None | None | None | None | None | None | None | None | None | None | None | None | None | None | None | None
| Protocol IEC 60870-5-103 only : | Protocol IEC 60870-5-103 only : | Protocol IEC 60870-5-103 only : | Protocol IEC 60870-5-103 only : | Protocol IEC 60870-5-103 only : | Protocol IEC 60870-5-103 only : | Protocol IEC 60870-5-103 only : | Protocol IEC 60870-5-103 only : | Protocol IEC 60870-5-103 only : | Protocol IEC 60870-5-103 only : | Protocol IEC 60870-5-103 only : | Protocol IEC 60870-5-103 only : | Protocol IEC 60870-5-103 only : | Protocol IEC 60870-5-103 only : | Protocol IEC 60870-5-103 only : | Protocol IEC 60870-5-103 only : | Protocol IEC 60870-5-103 only : | Protocol IEC 60870-5-103 only : | Protocol IEC 60870-5-103 only : | Protocol IEC 60870-5-103 only : | Protocol IEC 60870-5-103 only : | Protocol IEC 60870-5-103 only : | Protocol IEC 60870-5-103 only : | Protocol IEC 60870-5-103 only : | Protocol IEC 60870-5-103 only : | Protocol IEC 60870-5-103 only : | Protocol IEC 60870-5-103 only : | Protocol IEC 60870-5-103 only : | Protocol IEC 60870-5-103 only : | Protocol IEC 60870-5-103 only : | Protocol IEC 60870-5-103 only : | Protocol IEC 60870-5-103 only : | Protocol IEC 60870-5-103 only : | Protocol IEC 60870-5-103 only : | Protocol IEC 60870-5-103 only : | Protocol IEC 60870-5-103 only : | Protocol IEC 60870-5-103 only : | Protocol IEC 60870-5-103 only : | Protocol IEC 60870-5-103 only : | Protocol IEC 60870-5-103 only : | Protocol IEC 60870-5-103 only : | Protocol IEC 60870-5-103 only : | Protocol IEC 60870-5-103 only : | Protocol IEC 60870-5-103 only : | Protocol IEC 60870-5-103 only : | Protocol IEC 60870-5-103 only : | Protocol IEC 60870-5-103 only : | Protocol IEC 60870-5-103 only :
| Switched (IEC 60870-5-101/-103, Modbus, DNP3.0) & (IRIG-B) | Switched (IEC 60870-5-101/-103, Modbus, DNP3.0) & (IRIG-B) | Switched (IEC 60870-5-101/-103, Modbus, DNP3.0) & (IRIG-B) | Switched (IEC 60870-5-101/-103, Modbus, DNP3.0) & (IRIG-B) | Switched (IEC 60870-5-101/-103, Modbus, DNP3.0) & (IRIG-B) | Switched (IEC 60870-5-101/-103, Modbus, DNP3.0) & (IRIG-B) | Switched (IEC 60870-5-101/-103, Modbus, DNP3.0) & (IRIG-B) | Switched (IEC 60870-5-101/-103, Modbus, DNP3.0) & (IRIG-B) | Switched (IEC 60870-5-101/-103, Modbus, DNP3.0) & (IRIG-B) | Switched (IEC 60870-5-101/-103, Modbus, DNP3.0) & (IRIG-B) | Switched (IEC 60870-5-101/-103, Modbus, DNP3.0) & (IRIG-B) | Switched (IEC 60870-5-101/-103, Modbus, DNP3.0) & (IRIG-B) | Switched (IEC 60870-5-101/-103, Modbus, DNP3.0) & (IRIG-B) | Switched (IEC 60870-5-101/-103, Modbus, DNP3.0) & (IRIG-B) | Switched (IEC 60870-5-101/-103, Modbus, DNP3.0) & (IRIG-B) | Switched (IEC 60870-5-101/-103, Modbus, DNP3.0) & (IRIG-B) | Switched (IEC 60870-5-101/-103, Modbus, DNP3.0) & (IRIG-B) | Switched (IEC 60870-5-101/-103, Modbus, DNP3.0) & (IRIG-B) | Switched (IEC 60870-5-101/-103, Modbus, DNP3.0, Courier) & (IRIG-B) & 2nd rear interface (RS485, IEC 60870-5-103) | Switched (IEC 60870-5-101/-103, Modbus, DNP3.0, Courier) & (IRIG-B) & 2nd rear interface (RS485, IEC 60870-5-103) | Switched (IEC 60870-5-101/-103, Modbus, DNP3.0, Courier) & (IRIG-B) & 2nd rear interface (RS485, IEC 60870-5-103) | Protocol can be switched between: IEC 60870-5-101/-103, Modbus, DNP3.0, Courier and IRIG-B for clock synchronisation and 2nd interface (RS485, IEC 60870-5-103) | Protocol can be switched between: IEC 60870-5-101/-103, Modbus, DNP3.0, Courier and IRIG-B for clock synchronisation and 2nd interface (RS485, IEC 60870-5-103) | Protocol can be switched between: IEC 60870-5-101/-103, Modbus, DNP3.0, Courier and IRIG-B for clock synchronisation and 2nd interface (RS485, IEC 60870-5-103) | Protocol can be switched between: IEC 60870-5-101/-103, Modbus, DNP3.0, Courier and IRIG-B for clock synchronisation and 2nd interface (RS485, IEC 60870-5-103) | Protocol can be switched between: IEC 60870-5-101/-103, Modbus, DNP3.0, Courier and IRIG-B for clock synchronisation and 2nd interface (RS485, IEC 60870-5-103) | Protocol can be switched between: IEC 60870-5-101/-103, Modbus, DNP3.0, Courier and IRIG-B for clock synchronisation and 2nd interface (RS485, IEC 60870-5-103) | Protocol can be switched between: IEC 60870-5-101/-103, Modbus, DNP3.0, Courier and IRIG-B for clock synchronisation and 2nd interface (RS485, IEC 60870-5-103) | Protocol can be switched between: IEC 60870-5-101/-103, Modbus, DNP3.0, Courier and IRIG-B for clock synchronisation and 2nd interface (RS485, IEC 60870-5-103) | Protocol can be switched between: IEC 60870-5-101/-103, Modbus, DNP3.0, Courier and IRIG-B for clock synchronisation and 2nd interface (RS485, IEC 60870-5-103) | Protocol can be switched between: IEC 60870-5-101/-103, Modbus, DNP3.0, Courier and IRIG-B for clock synchronisation and 2nd interface (RS485, IEC 60870-5-103) | Protocol can be switched between: IEC 60870-5-101/-103, Modbus, DNP3.0, Courier and IRIG-B for clock synchronisation and 2nd interface (RS485, IEC 60870-5-103) | Protocol can be switched between: IEC 60870-5-101/-103, Modbus, DNP3.0, Courier and IRIG-B for clock synchronisation and 2nd interface (RS485, IEC 60870-5-103) | Protocol can be switched between: IEC 60870-5-101/-103, Modbus, DNP3.0, Courier and IRIG-B for clock synchronisation and 2nd interface (RS485, IEC 60870-5-103) | Protocol can be switched between: IEC 60870-5-101/-103, Modbus, DNP3.0, Courier and IRIG-B for clock synchronisation and 2nd interface (RS485, IEC 60870-5-103) | Protocol can be switched between: IEC 60870-5-101/-103, Modbus, DNP3.0, Courier and IRIG-B for clock synchronisation and 2nd interface (RS485, IEC 60870-5-103) | Protocol can be switched between: IEC 60870-5-101/-103, Modbus, DNP3.0, Courier and IRIG-B for clock synchronisation and 2nd interface (RS485, IEC 60870-5-103) | Protocol can be switched between: IEC 60870-5-101/-103, Modbus, DNP3.0, Courier and IRIG-B for clock synchronisation and 2nd interface (RS485, IEC 60870-5-103) | Protocol can be switched between: IEC 60870-5-101/-103, Modbus, DNP3.0, Courier and IRIG-B for clock synchronisation and 2nd interface (RS485, IEC 60870-5-103) | Protocol can be switched between: IEC 60870-5-101/-103, Modbus, DNP3.0, Courier and IRIG-B for clock synchronisation and 2nd interface (RS485, IEC 60870-5-103) | Protocol can be switched between: IEC 60870-5-101/-103, Modbus, DNP3.0, Courier and IRIG-B for clock synchronisation and 2nd interface (RS485, IEC 60870-5-103) | Protocol can be switched between: IEC 60870-5-101/-103, Modbus, DNP3.0, Courier and IRIG-B for clock synchronisation and 2nd interface (RS485, IEC 60870-5-103) | Protocol can be switched between: IEC 60870-5-101/-103, Modbus, DNP3.0, Courier and IRIG-B for clock synchronisation and 2nd interface (RS485, IEC 60870-5-103) | Protocol can be switched between: IEC 60870-5-101/-103, Modbus, DNP3.0, Courier and IRIG-B for clock synchronisation and 2nd interface (RS485, IEC 60870-5-103) | Protocol can be switched between: IEC 60870-5-101/-103, Modbus, DNP3.0, Courier and IRIG-B for clock synchronisation and 2nd interface (RS485, IEC 60870-5-103) | Protocol can be switched between: IEC 60870-5-101/-103, Modbus, DNP3.0, Courier and IRIG-B for clock synchronisation and 2nd interface (RS485, IEC 60870-5-103) | Protocol can be switched between: IEC 60870-5-101/-103, Modbus, DNP3.0, Courier and IRIG-B for clock synchronisation and 2nd interface (RS485, IEC 60870-5-103) | Protocol can be switched between: IEC 60870-5-101/-103, Modbus, DNP3.0, Courier and IRIG-B for clock synchronisation and 2nd interface (RS485, IEC 60870-5-103)
[16 empty] | UCA2 | UCA2 | UCA2 | UCA2 | UCA2 | UCA2 | UCA2 | Protocol IEC 61850 - Not yet functional | Protocol IEC 61850 Not Available | Protocol IEC 61850 Not Available | Protocol IEC 61850 | Protocol IEC 61850 | Protocol IEC 61850 | Protocol IEC 61850 | Protocol IEC 61850 | Protocol IEC 61850 | Protocol IEC 61850 | Protocol IEC 61850 | Protocol IEC 61850 | Protocol IEC 61850 | Protocol IEC 61850 | Protocol IEC 61850 | Protocol IEC 61850 | Protocol IEC 61850 | Protocol IEC 61850 | Protocol IEC 61850 | Protocol IEC 61850 | Protocol IEC 61850 | Protocol IEC 61850 | Protocol IEC 61850 | Protocol IEC 61850 | Protocol IEC 61850 | Protocol IEC 61850
Interfaces continued …
| 1 | 1 | 1 | 1 | 1 | 1 | 1 | 1 | 1 | 1 | 1 | 1 | 1 | 1 | 1 | 1 | 1 | 1 | 1 | 1 | 1 | 1 | 1 | 1 | 1 | 1 | 1 | 1 | 1 | 1 | 1 | 1 | 1 | 1 | 1 | 1 | 1 | 1 | 1 | 1 | 1 | 1 | 1 | 1 | 1 | 1 | 1 | 1
| 2 | 2 | 2 | 2 | 2 | 2 | 2 | 2 | 2 | 2 | 2 | 2 | 2 | 2 | 2 | 2 | 2 | 2 | 2 | 2 | 2 | 2 | 2 | 2 | 2 | 2 | 2 | 2 | 2 | 2 | 2 | 2 | 2 | 2 | 2 | 2 | 2 | 2 | 2 | 2 | 2 | 2 | 2 | 2 | 2 | 2 | 2 | 2
| For connection to wire, RS485, isolated | For connection to wire, RS485, isolated | For connection to wire, RS485, isolated | For connection to wire, RS485, isolated | For connection to wire, RS485, isolated | For connection to wire, RS485, isolated | For connection to wire, RS485, isolated | For connection to wire, RS485, isolated | For connection to wire, RS485, isolated | For connection to wire, RS485, isolated | For connection to wire, RS485, isolated | For connection to wire, RS485, isolated | For connection to wire, RS485, isolated | For connection to wire, RS485, isolated | For connection to wire, RS485, isolated | For connection to wire, RS485, isolated | For connection to wire, RS485, isolated | For connection to wire, RS485, isolated | For connection to wire, RS485, isolated | For connection to wire, RS485, isolated | For connection to wire, RS485, isolated | For connection to wire, RS485, isolated | For connection to wire, RS485, isolated | For connection to wire, RS485, isolated | For connection to wire, RS485, isolated | For connection to wire, RS485, isolated | For connection to wire, RS485, isolated | For connection to wire, RS485, isolated | For connection to wire, RS485, isolated | For connection to wire, RS485, isolated | For connection to wire, RS485, isolated | For connection to wire, RS485, isolated | For connection to wire, RS485, isolated | For connection to wire, RS485, isolated | For connection to wire, RS485, isolated | For connection to wire, RS485, isolated | For connection to wire, RS485, isolated | For connection to wire, RS485, isolated | For connection to wire, RS485, isolated | For connection to wire, RS485, isolated | For connection to wire, RS485, isolated | For connection to wire, RS485, isolated | For connection to wire, RS485, isolated | For connection to wire, RS485, isolated | For connection to wire, RS485, isolated | For connection to wire, RS485, isolated | For connection to wire, RS485, isolated | For connection to wire, RS485, isolated
| For connection to plastic fibre, FSMA connector | For connection to plastic fibre, FSMA connector | For connection to plastic fibre, FSMA connector | For connection to plastic fibre, FSMA connector | For connection to plastic fibre, FSMA connector | For connection to plastic fibre, FSMA connector | For connection to plastic fibre, FSMA connector | For connection to plastic fibre, FSMA connector | For connection to plastic fibre, FSMA connector | For connection to plastic fibre, FSMA connector | For connection to plastic fibre, FSMA connector | For connection to plastic fibre, FSMA connector | For connection to plastic fibre, FSMA connector | For connection to plastic fibre, FSMA connector | For connection to plastic fibre, FSMA connector | For connection to plastic fibre, FSMA connector | For connection to plastic fibre, FSMA connector | For connection to plastic fibre, FSMA connector | For connection to plastic fibre, FSMA connector | For connection to plastic fibre, FSMA connector | For connection to plastic fibre, FSMA connector | For connection to plastic fibre, FSMA connector | For connection to plastic fibre, FSMA connector | For connection to plastic fibre, FSMA connector | For connection to plastic fibre, FSMA connector | For connection to plastic fibre, FSMA connector | For connection to plastic fibre, FSMA connector | For connection to plastic fibre, FSMA connector | For connection to plastic fibre, FSMA connector | For connection to plastic fibre, FSMA connector | For connection to plastic fibre, FSMA connector | For connection to plastic fibre, FSMA connector | For connection to plastic fibre, FSMA connector | For connection to plastic fibre, FSMA connector | For connection to plastic fibre, FSMA connector | For connection to plastic fibre, FSMA connector | For connection to plastic fibre, FSMA connector | For connection to plastic fibre, FSMA connector | For connection to plastic fibre, FSMA connector | For connection to plastic fibre, FSMA connector | For connection to plastic fibre, FSMA connector | For connection to plastic fibre, FSMA connector | For connection to plastic fibre, FSMA connector | For connection to plastic fibre, FSMA connector | For connection to plastic fibre, FSMA connector | For connection to plastic fibre, FSMA connector | For connection to plastic fibre, FSMA connector | For connection to plastic fibre, FSMA connector
| For connection to glass fibre, ST connector | For connection to glass fibre, ST connector | For connection to glass fibre, ST connector | For connection to glass fibre, ST connector | For connection to glass fibre, ST connector | For connection to glass fibre, ST connector | For connection to glass fibre, ST connector | For connection to glass fibre, ST connector | For connection to glass fibre, ST connector | For connection to glass fibre, ST connector | For connection to glass fibre, ST connector | For connection to glass fibre, ST connector | For connection to glass fibre, ST connector | For connection to glass fibre, ST connector | For connection to glass fibre, ST connector | For connection to glass fibre, ST connector | For connection to glass fibre, ST connector | For connection to glass fibre, ST connector | For connection to glass fibre, ST connector | For connection to glass fibre, ST connector | For connection to glass fibre, ST connector | For connection to glass fibre, ST connector | For connection to glass fibre, ST connector | For connection to glass fibre, ST connector | For connection to glass fibre, ST connector | For connection to glass fibre, ST connector | For connection to glass fibre, ST connector | For connection to glass fibre, ST connector | For connection to glass fibre, ST connector | For connection to glass fibre, ST connector | For connection to glass fibre, ST connector | For connection to glass fibre, ST connector | For connection to glass fibre, ST connector | For connection to glass fibre, ST connector | For connection to glass fibre, ST connector | For connection to glass fibre, ST connector | For connection to glass fibre, ST connector | For connection to glass fibre, ST connector | For connection to glass fibre, ST connector | For connection to glass fibre, ST connector | For connection to glass fibre, ST connector | For connection to glass fibre, ST connector | For connection to glass fibre, ST connector | For connection to glass fibre, ST connector | For connection to glass fibre, ST connector | For connection to glass fibre, ST connector | For connection to glass fibre, ST connector | For connection to glass fibre, ST connector
| 3 | 3 | 3 | 3 | 3 | 3 | 3 | 3 | 3 | 3 | 3 | 3 | 3 | 3 | 3 | 3 | 3 | 3 | 3 | 3 | 3 | 3 | 3 | 3 | 3 | 3 | 3 | 3 | 3 | 3 | 3 | 3 | 3 | 3 | 3 | 3 | 3 | 3 | 3 | 3 | 3 | 3 | 3 | 3 | 3 | 3 | 3 | 3
| For connection to wire, RS485, isolated | For connection to wire, RS485, isolated | For connection to wire, RS485, isolated | For connection to wire, RS485, isolated | For connection to wire, RS485, isolated | For connection to wire, RS485, isolated | For connection to wire, RS485, isolated | For connection to wire, RS485, isolated | For connection to wire, RS485, isolated | For connection to wire, RS485, isolated | For connection to wire, RS485, isolated | For connection to wire, RS485, isolated | For connection to wire, RS485, isolated | For connection to wire, RS485, isolated | For connection to wire, RS485, isolated | For connection to wire, RS485, isolated | For connection to wire, RS485, isolated | For connection to wire, RS485, isolated | For connection to wire, RS485, isolated | For connection to wire, RS485, isolated | For connection to wire, RS485, isolated | For connection to wire, RS485, isolated | For connection to wire, RS485, isolated | For connection to wire, RS485, isolated | For connection to wire, RS485, isolated | For connection to wire, RS485, isolated | For connection to wire, RS485, isolated | For connection to wire, RS485, isolated | For connection to wire, RS485, isolated | For connection to wire, RS485, isolated | For connection to wire, RS485, isolated | For connection to wire, RS485, isolated | For connection to wire, RS485, isolated | For connection to wire, RS485, isolated | For connection to wire, RS485, isolated | For connection to wire, RS485, isolated | For connection to wire, RS485, isolated | For connection to wire, RS485, isolated | For connection to wire, RS485, isolated | For connection to wire, RS485, isolated | For connection to wire, RS485, isolated | For connection to wire, RS485, isolated | For connection to wire, RS485, isolated | For connection to wire, RS485, isolated | For connection to wire, RS485, isolated | For connection to wire, RS485, isolated | For connection to wire, RS485, isolated | For connection to wire, RS485, isolated
| For connection to plastic fibre, FSMA connector | For connection to plastic fibre, FSMA connector | For connection to plastic fibre, FSMA connector | For connection to plastic fibre, FSMA connector | For connection to plastic fibre, FSMA connector | For connection to plastic fibre, FSMA connector | For connection to plastic fibre, FSMA connector | For connection to plastic fibre, FSMA connector | For connection to plastic fibre, FSMA connector | For connection to plastic fibre, FSMA connector | For connection to plastic fibre, FSMA connector | For connection to plastic fibre, FSMA connector | For connection to plastic fibre, FSMA connector | For connection to plastic fibre, FSMA connector | For connection to plastic fibre, FSMA connector | For connection to plastic fibre, FSMA connector | For connection to plastic fibre, FSMA connector | For connection to plastic fibre, FSMA connector | For connection to plastic fibre, FSMA connector | For connection to plastic fibre, FSMA connector | For connection to plastic fibre, FSMA connector | For connection to plastic fibre, FSMA connector | For connection to plastic fibre, FSMA connector | For connection to plastic fibre, FSMA connector | For connection to plastic fibre, FSMA connector | For connection to plastic fibre, FSMA connector | For connection to plastic fibre, FSMA connector | For connection to plastic fibre, FSMA connector | For connection to plastic fibre, FSMA connector | For connection to plastic fibre, FSMA connector | For connection to plastic fibre, FSMA connector | For connection to plastic fibre, FSMA connector | For connection to plastic fibre, FSMA connector | For connection to plastic fibre, FSMA connector | For connection to plastic fibre, FSMA connector | For connection to plastic fibre, FSMA connector | For connection to plastic fibre, FSMA connector | For connection to plastic fibre, FSMA connector | For connection to plastic fibre, FSMA connector | For connection to plastic fibre, FSMA connector | For connection to plastic fibre, FSMA connector | For connection to plastic fibre, FSMA connector | For connection to plastic fibre, FSMA connector | For connection to plastic fibre, FSMA connector | For connection to plastic fibre, FSMA connector | For connection to plastic fibre, FSMA connector | For connection to plastic fibre, FSMA connector | For connection to plastic fibre, FSMA connector
| For connection to glass fibre, ST connector | For connection to glass fibre, ST connector | For connection to glass fibre, ST connector | For connection to glass fibre, ST connector | For connection to glass fibre, ST connector | For connection to glass fibre, ST connector | For connection to glass fibre, ST connector | For connection to glass fibre, ST connector | For connection to glass fibre, ST connector | For connection to glass fibre, ST connector | For connection to glass fibre, ST connector | For connection to glass fibre, ST connector | For connection to glass fibre, ST connector | For connection to glass fibre, ST connector | For connection to glass fibre, ST connector | For connection to glass fibre, ST connector | For connection to glass fibre, ST connector | For connection to glass fibre, ST connector | For connection to glass fibre, ST connector | For connection to glass fibre, ST connector | For connection to glass fibre, ST connector | For connection to glass fibre, ST connector | For connection to glass fibre, ST connector | For connection to glass fibre, ST connector | For connection to glass fibre, ST connector | For connection to glass fibre, ST connector | For connection to glass fibre, ST connector | For connection to glass fibre, ST connector | For connection to glass fibre, ST connector | For connection to glass fibre, ST connector | For connection to glass fibre, ST connector | For connection to glass fibre, ST connector | For connection to glass fibre, ST connector | For connection to glass fibre, ST connector | For connection to glass fibre, ST connector | For connection to glass fibre, ST connector | For connection to glass fibre, ST connector | For connection to glass fibre, ST connector | For connection to glass fibre, ST connector | For connection to glass fibre, ST connector | For connection to glass fibre, ST connector | For connection to glass fibre, ST connector | For connection to glass fibre, ST connector | For connection to glass fibre, ST connector | For connection to glass fibre, ST connector | For connection to glass fibre, ST connector | For connection to glass fibre, ST connector | For connection to glass fibre, ST connector
| 4 | 4 | 4 | 4 | 4 | 4 | 4 | 4 | 4 | 4 | 4 | 4 | 4 | 4 | 4 | 4 | 4 | 4 | 4 | 4 | 4 | 4 | 4 | 4 | 4 | 4 | 4 | 4 | 4 | 4 | 4 | 4 | 4 | 4 | 4 | 4 | 4 | 4 | 4 | 4 | 4 | 4 | 4 | 4 | 4 | 4 | 4 | 4
| For connection to wire, RS485, isolated | For connection to wire, RS485, isolated | For connection to wire, RS485, isolated | For connection to wire, RS485, isolated | For connection to wire, RS485, isolated | For connection to wire, RS485, isolated | For connection to wire, RS485, isolated | For connection to wire, RS485, isolated | For connection to wire, RS485, isolated | For connection to wire, RS485, isolated | For connection to wire, RS485, isolated | For connection to wire, RS485, isolated | For connection to wire, RS485, isolated | For connection to wire, RS485, isolated | For connection to wire, RS485, isolated | For connection to 100 Mhz Ethernet, glass fibre SC and wire RJ45 and 2nd rear interface (RS485, IEC 60870-5-103) | For connection to 100 Mhz Ethernet, glass fibre SC and wire RJ45 and 2nd rear interface (RS485, IEC 60870-5-103) | For connection to 100 Mhz Ethernet, glass fibre SC and wire RJ45 and 2nd rear interface (RS485, IEC 60870-5-103) | For connection to 100 Mhz Ethernet, glass fibre SC and wire RJ45 and 2nd rear interface (RS485, IEC 60870-5-103) | For connection to 100 Mhz Ethernet, glass fibre SC and wire RJ45 and 2nd rear interface (RS485, IEC 60870-5-103) | For connection to 100 Mhz Ethernet, glass fibre SC and wire RJ45 and 2nd rear interface (RS485, IEC 60870-5-103) | For connection to 100 Mhz Ethernet, glass fibre SC and wire RJ45 and 2nd rear interface (RS485, IEC 60870-5-103) | For connection to 100 Mhz Ethernet, glass fibre SC and wire RJ45 and 2nd rear interface (RS485, IEC 60870-5-103) | For connection to 100 Mhz Ethernet, glass fibre SC and wire RJ45 and 2nd rear interface (RS485, IEC 60870-5-103) | For connection to 100 Mhz Ethernet, glass fibre SC and wire RJ45 and 2nd rear interface (RS485, IEC 60870-5-103) | For connection to 100 Mhz Ethernet, glass fibre SC and wire RJ45 and 2nd rear interface (RS485, IEC 60870-5-103) | For connection to 100 Mhz Ethernet, glass fibre SC and wire RJ45 and 2nd rear interface (RS485, IEC 60870-5-103) | For connection to 100 Mhz Ethernet, glass fibre SC and wire RJ45 and 2nd rear interface (RS485, IEC 60870-5-103) | For connection to 100 Mhz Ethernet, glass fibre SC and wire RJ45 and 2nd rear interface (RS485, IEC 60870-5-103) | For connection to 100 Mhz Ethernet, glass fibre SC and wire RJ45 and 2nd rear interface (RS485, IEC 60870-5-103) | For connection to 100 Mhz Ethernet, glass fibre SC and wire RJ45 and 2nd rear interface (RS485, IEC 60870-5-103) | For connection to 100 Mhz Ethernet, glass fibre SC and wire RJ45 and 2nd rear interface (RS485, IEC 60870-5-103) | For connection to 100 Mhz Ethernet, glass fibre SC and wire RJ45 and 2nd rear interface (RS485, IEC 60870-5-103) | For connection to 100 Mhz Ethernet, glass fibre SC and wire RJ45 and 2nd rear interface (RS485, IEC 60870-5-103) | For connection to 100 Mhz Ethernet, glass fibre SC and wire RJ45 and 2nd rear interface (RS485, IEC 60870-5-103) | For connection to 100 Mhz Ethernet, glass fibre SC and wire RJ45 and 2nd rear interface (RS485, IEC 60870-5-103) | For connection to 100 Mhz Ethernet, glass fibre SC and wire RJ45 and 2nd rear interface (RS485, IEC 60870-5-103) | For connection to 100 Mhz Ethernet, glass fibre SC and wire RJ45 and 2nd rear interface (RS485, IEC 60870-5-103) | For connection to 100 Mhz Ethernet, glass fibre SC and wire RJ45 and 2nd rear interface (RS485, IEC 60870-5-103) | For connection to 100 Mhz Ethernet, glass fibre SC and wire RJ45 and 2nd rear interface (RS485, IEC 60870-5-103) | For connection to 100 Mhz Ethernet, glass fibre SC and wire RJ45 and 2nd rear interface (RS485, IEC 60870-5-103) | For connection to 100Mhz Ethernet, glass fibre SC & wire RJ45 and 2nd rear interface (RS485, IEC60870-5-103) | For connection to 100Mhz Ethernet, glass fibre SC & wire RJ45 and 2nd rear interface (RS485, IEC60870-5-103) | For connection to 100 Mhz Ethernet, glass fibre SC and wire RJ45 and 2nd rear interface (RS485, IEC 60870-5-103) | For connection to 100 Mhz Ethernet, glass fibre SC and wire RJ45 and 2nd rear interface (RS485, IEC 60870-5-103) | For connection to 100Mhz Ethernet, glass fibre SC & wire RJ45 and 2nd rear interface (RS485, IEC60870-5-103) | For connection to 100Mhz Ethernet, glass fibre SC & wire RJ45 and 2nd rear interface (RS485, IEC60870-5-103) | For connection to 100Mhz Ethernet, glass fibre SC & wire RJ45 and 2nd rear interface (RS485, IEC60870-5-103)
| For connection to plastic fibre, FSMA connector | For connection to plastic fibre, FSMA connector | For connection to plastic fibre, FSMA connector | For connection to plastic fibre, FSMA connector | For connection to plastic fibre, FSMA connector | For connection to plastic fibre, FSMA connector | For connection to plastic fibre, FSMA connector | For connection to plastic fibre, FSMA connector | For connection to plastic fibre, FSMA connector | For connection to plastic fibre, FSMA connector | For connection to plastic fibre, FSMA connector | For connection to plastic fibre, FSMA connector | For connection to plastic fibre, FSMA connector | For connection to plastic fibre, FSMA connector | For connection to plastic fibre, FSMA connector | For connection to 100 Mhz Ethernet, glass fibre ST and wire RJ45 and 2nd rear interface (RS485, IEC 60870-5-103) | For connection to 100 Mhz Ethernet, glass fibre ST and wire RJ45 and 2nd rear interface (RS485, IEC 60870-5-103) | For connection to 100 Mhz Ethernet, glass fibre ST and wire RJ45 and 2nd rear interface (RS485, IEC 60870-5-103) | For connection to 100 Mhz Ethernet, glass fibre ST and wire RJ45 and 2nd rear interface (RS485, IEC 60870-5-103) | For connection to 100 Mhz Ethernet, glass fibre ST and wire RJ45 and 2nd rear interface (RS485, IEC 60870-5-103) | For connection to 100 Mhz Ethernet, glass fibre ST and wire RJ45 and 2nd rear interface (RS485, IEC 60870-5-103) | For connection to 100 Mhz Ethernet, glass fibre ST and wire RJ45 and 2nd rear interface (RS485, IEC 60870-5-103) | For connection to 100 Mhz Ethernet, glass fibre ST and wire RJ45 and 2nd rear interface (RS485, IEC 60870-5-103) | For connection to 100 Mhz Ethernet, glass fibre ST and wire RJ45 and 2nd rear interface (RS485, IEC 60870-5-103) | For connection to 100 Mhz Ethernet, glass fibre ST and wire RJ45 and 2nd rear interface (RS485, IEC 60870-5-103) | For connection to 100 Mhz Ethernet, glass fibre ST and wire RJ45 and 2nd rear interface (RS485, IEC 60870-5-103) | For connection to 100 Mhz Ethernet, glass fibre ST and wire RJ45 and 2nd rear interface (RS485, IEC 60870-5-103) | For connection to 100 Mhz Ethernet, glass fibre ST and wire RJ45 and 2nd rear interface (RS485, IEC 60870-5-103) | For connection to 100 Mhz Ethernet, glass fibre ST and wire RJ45 and 2nd rear interface (RS485, IEC 60870-5-103) | For connection to 100 Mhz Ethernet, glass fibre ST and wire RJ45 and 2nd rear interface (RS485, IEC 60870-5-103) | For connection to 100 Mhz Ethernet, glass fibre ST and wire RJ45 and 2nd rear interface (RS485, IEC 60870-5-103) | For connection to 100 Mhz Ethernet, glass fibre ST and wire RJ45 and 2nd rear interface (RS485, IEC 60870-5-103) | For connection to 100 Mhz Ethernet, glass fibre ST and wire RJ45 and 2nd rear interface (RS485, IEC 60870-5-103) | For connection to 100 Mhz Ethernet, glass fibre ST and wire RJ45 and 2nd rear interface (RS485, IEC 60870-5-103) | For connection to 100 Mhz Ethernet, glass fibre ST and wire RJ45 and 2nd rear interface (RS485, IEC 60870-5-103) | For connection to 100 Mhz Ethernet, glass fibre ST and wire RJ45 and 2nd rear interface (RS485, IEC 60870-5-103) | For connection to 100 Mhz Ethernet, glass fibre ST and wire RJ45 and 2nd rear interface (RS485, IEC 60870-5-103) | For connection to 100 Mhz Ethernet, glass fibre ST and wire RJ45 and 2nd rear interface (RS485, IEC 60870-5-103) | For connection to 100 Mhz Ethernet, glass fibre ST and wire RJ45 and 2nd rear interface (RS485, IEC 60870-5-103) | For connection to 100 Mhz Ethernet, glass fibre ST and wire RJ45 and 2nd rear interface (RS485, IEC 60870-5-103) | For connection to 100 Mhz Ethernet, glass fibre ST and wire RJ45 and 2nd rear interface (RS485, IEC 60870-5-103) | For connection to 100Mhz Ethernet, glass fibre ST & wire RJ45 and 2nd rear interface (RS485, IEC60870-5-103) | For connection to 100Mhz Ethernet, glass fibre ST & wire RJ45 and 2nd rear interface (RS485, IEC60870-5-103) | For connection to 100 Mhz Ethernet, glass fibre ST and wire RJ45 and 2nd rear interface (RS485, IEC 60870-5-103) | For connection to 100 Mhz Ethernet, glass fibre ST and wire RJ45 and 2nd rear interface (RS485, IEC 60870-5-103) | For connection to 100Mhz Ethernet, glass fibre ST & wire RJ45 and 2nd rear interface (RS485, IEC60870-5-103) | For connection to 100Mhz Ethernet, glass fibre ST & wire RJ45 and 2nd rear interface (RS485, IEC60870-5-103) | For connection to 100Mhz Ethernet, glass fibre ST & wire RJ45 and 2nd rear interface (RS485, IEC60870-5-103)
| For connection to glass fibre, ST connector | For connection to glass fibre, ST connector | For connection to glass fibre, ST connector | For connection to glass fibre, ST connector | For connection to glass fibre, ST connector | For connection to glass fibre, ST connector | For connection to glass fibre, ST connector | For connection to glass fibre, ST connector | For connection to glass fibre, ST connector | For connection to glass fibre, ST connector | For connection to glass fibre, ST connector | For connection to glass fibre, ST connector | For connection to glass fibre, ST connector | For connection to glass fibre, ST connector | For connection to glass fibre, ST connector
Software Issue - Major
English | A | A | A | B | B | B | B | C | C | C | C | C | C | A | C | E | E | E | E | F | F | F | J | J | J | J | K | K | K | K | K | K | Q | K | K | Q | K | K | Q | Q | U | U | U | K | K | U | V | E
| -601 | -601 | -601 | -602 | -602 | -602 | -602 | -603 | -603 | -603 | -603 | -603 | -603 | -601 | -603 | -605 | -605 | -605 | -605 | -606 | -606 | -606 | -610 | -610 | -610 | -610 | -611 | -611 | -611 | -611 | -611 | -611 | -620 | -611 | -611 | -620 | -611 | -611 | -620 | -620 | -621 | -621 | -621 | -611 | -611 | -621 | -622 | -630
Px40 English (English) | * | * | * | * | * | * | * | * | * | * | * | * | * | * | * | * | * | * | * | * | F | F | J | J | J | J | J | J | J | J | J | J | J | J | J | J | J | J | J | Q | Q | Q | Q | J | J | Q | Q | Q
| **** | **** | **** | **** | **** | **** | **** | **** | **** | **** | **** | **** | **** | **** | **** | **** | **** | **** | **** | **** | -606 | -606 | -610 | -610 | -610 | -610 | -610 | -610 | -610 | -610 | -610 | -610 | -610 | -610 | -610 | -610 | -610 | -610 | -610 | -620 | -620 | -620 | -620 | -610 | -610 | -620 | -620 | -620
German | A | A | A | B | B | B | B | C | C | C | C | C | C | A | C | E | E | E | E | F | F | F | J | J | J | J | K | K | K | K | K | K | Q | K | K | Q | K | K | Q | Q | U | U | U | K | K | U | V | E
| -601 | -601 | -601 | -602 | -602 | -602 | -602 | -603 | -603 | -603 | -603 | -603 | -603 | -601 | -603 | -605 | -605 | -605 | -605 | -606 | -606 | -606 | -610 | -610 | -610 | -610 | -611 | -611 | -611 | -611 | -611 | -611 | -620 | -611 | -611 | -620 | -611 | -611 | -620 | -620 | -621 | -621 | -621 | -611 | -611 | -621 | -622 | -630
French | * | * | * | * | * | * | * | * | C | C | C | C | C | A | C | C | C | C | C | C | C | C | C | C | C | C | C | C | C | C | C | C | C | C | C | C | C | C | C | C | C | C | C | C | C | U | V | V
| **** | **** | **** | **** | **** | **** | **** | **** | -603 | -603 | -603 | -603 | -603 | -601 | -603 | -603 | -603 | -603 | -603 | -603 | -603 | -603 | -603 | -603 | -603 | -603 | -603 | -603 | -603 | -603 | -603 | -603 | -603 | -603 | -603 | -603 | -603 | -603 | -603 | -603 | -603 | -603 | -603 | -603 | -603 | -621 | -622 | -622
Spanish | * | * | * | * | * | * | * | * | C | C | C | C | C | A | C | C | C | C | C | C | C | C | C | C | C | C | C | C | C | C | C | C | C | C | C | C | C | C | C | C | C | U | U | C | C | U | V | V
| **** | **** | **** | **** | **** | **** | **** | **** | -603 | -603 | -603 | -603 | -603 | -601 | -603 | -603 | -603 | -603 | -603 | -603 | -603 | -603 | -603 | -603 | -603 | -603 | -603 | -603 | -603 | -603 | -603 | -603 | -603 | -603 | -603 | -603 | -603 | -603 | -603 | -603 | -603 | -621 | -621 | -603 | -603 | -621 | -622 | -622
Polish | bar: * to Q
| **** | **** | **** | **** | **** | **** | **** | **** | **** | **** | **** | **** | **** | **** | **** | **** | **** | **** | **** | **** | **** | **** | **** | **** | **** | **** | **** | **** | **** | **** | **** | **** | **** | **** | **** | **** | **** | **** | **** | **** | **** | **** | **** | **** | **** | **** | **** | ****
Russian | * | * | * | * | * | * | B | B | B | B | C | C | C | A | C | C | C | C | C | C | C | C | C | C | C | C | C | C | K | C | C | K | K | K | K | K | K | K | K | K | K | K | K | K | K | K | K | K
| **** | **** | **** | **** | **** | **** | -602 | -602 | -602 | -602 | -603 | -603 | -603 | -601 | -603 | -603 | -603 | -603 | -603 | -603 | -603 | -603 | -603 | -603 | -603 | -603 | -603 | -603 | -611 | -603 | -603 | -611 | -611 | -611 | -611 | -611 | -611 | -611 | -611 | -611 | -611 | -611 | -611 | -611 | -611 | -611 | -611 | -611
Software Issue - Minor
English |  | A | D |  | E | F | F |  |  |  | G | H | H | C | H | [7 empty] | J | L | M | N |  | O | P |  | O | P |  | Q | Q | R | S | S | R | R |  | T | T | V | V | T
|  | -701 | -704 |  | -705 | -706 | -706 |  |  |  | -707 | -708 | -708 | -703 | -708 | [7 empty] | -710 | -712 | -713 | -714 |  | -715 | -716 |  | -715 | -716 |  | -717 | -717 | -718 | -719 | -719 | -718 | -718 |  | -720 | -720 | -722 | -722 | -720
Px40 English (English) | * | * | * | * | * | * | * | * | * | * | * | * | * | * | * | * | * | * | * | * |  |  | J | L | M | N | N | N | N | N | N | N | N | N | N | N | N | N | N | R | R | R | R | N | N | R | R | R
| **** | **** | **** | **** | **** | **** | **** | **** | **** | **** | **** | **** | **** | **** | **** | **** | **** | **** | **** | **** |  |  | -710 | -712 | -713 | -714 | -714 | -714 | -714 | -714 | -714 | -714 | -714 | -714 | -714 | -714 | -714 | -714 | -714 | -718 | -718 | -718 | -718 | -714 | -714 | -718 | -718 | -718
German |  | A | D |  | E | F | F |  |  |  | G | H | H | C | H | [7 empty] | J | L | M | N |  | O | P |  | O | P |  | Q | Q | R | S | S | R | R |  | T | T | V | V | T
|  | -701 | -704 |  | -705 | -706 | -706 |  |  |  | -707 | -708 | -708 | -703 | -708 | [7 empty] | -710 | -712 | -713 | -714 |  | -715 | -716 |  | -715 | -716 |  | -717 | -717 | -718 | -719 | -719 | -718 | -718 |  | -720 | -720 | -722 | -722 | -720
French | * | * | * | * | * | * | * | * |  |  | G | H | H | C | J | I | I | I | I | I | I | I | I | I | I | I | I | I | I | I | I | I | I | I | I | I | I | I | I | I | I | I | U | I | I | T
| **** | **** | **** | **** | **** | **** | **** | **** |  |  | -707 | -708 | -708 | -703 | -709 | -709 | -709 | -709 | -709 | -709 | -709 | -709 | -709 | -709 | -709 | -709 | -709 | -709 | -709 | -709 | -709 | -709 | -709 | -709 | -709 | -709 | -709 | -709 | -709 | -709 | -709 | -709 | -721 | -709 | -709 | -720
Spanish | * | * | * | * | * | * | * | * |  |  | G | H | H | C | H | H | H | H | H | H | H | H | H | H | H | H | H | H | H | H | H | H | H | H | H | H | H | H | H | H | H | T | T | H | H | T
| **** | **** | **** | **** | **** | **** | **** | **** |  |  | -707 | -708 | -708 | -703 | -708 | -708 | -708 | -708 | -708 | -708 | -708 | -708 | -708 | -708 | -708 | -708 | -708 | -708 | -708 | -708 | -708 | -708 | -708 | -708 | -708 | -708 | -708 | -708 | -708 | -708 | -708 | -720 | -720 | -708 | -708 | -720
Polish | * | * | * | * | * | * | * | * | * | * | [36 empty] | * | * | bar: G to T
| **** | **** | **** | **** | **** | **** | **** | **** | **** | **** | **** | **** | **** | **** | **** | **** | **** | **** | **** | **** | **** | **** | **** | **** | **** | **** | **** | **** | **** | **** | **** | **** | **** | **** | **** | **** | **** | **** | **** | **** | **** | **** | **** | **** | **** | **** | **** | ****
Russian | * | * | * | * | * | * | F | F | F | F | G | H | H | C | J | I | I | I | I | I | I | I | I | I | I | I | I | I | P | I | I | P | P | Q | Q | Q | S | S | Q | Q | Q | Q | Q | S | S | Q | Q | Q
| **** | **** | **** | **** | **** | **** | -706 | -706 | -706 | -706 | -707 | -708 | -708 | -703 | -709 | -709 | -709 | -709 | -709 | -709 | -709 | -709 | -709 | -709 | -709 | -709 | -709 | -709 | -716 | -709 | -709 | -716 | -716 | -717 | -717 | -717 | -719 | -719 | -717 | -717 | -717 | -717 | -717 | -719 | -719 | -717 | -717 | -717
Language
| English (German) | English (German) | English (German) | English (German) | English (German) | English (German) | English (German) | English (German) | English (German) | English (German) | English (German) | English (German) | English (German) | English (German) | English (German) | English (German) | English (German) | English (German) | English (German) | English (German) | English (German) | English (German) | English (German) | English (German) | English (German) | English (German) | English (German) | English (German) | English (German) | English (German) | English (German) | English (German) | English (German) | English (German) | English (German) | English (German) | English (German) | English (German) | English (German) | English (German) | English (German) | English (German) | English (German) | English (German) | English (German) | English (German) | English (German) | English (German)
| Not yet available - English (English) | Not yet available - English (English) | Not yet available - English (English) | Not yet available - English (English) | Not yet available - English (English) | Not yet available - English (English) | Not yet available - English (English) | Not yet available - English (English) | Not yet available - English (English) | Not yet available - English (English) | Not yet available - English (English) | Not yet available - English (English) | Not yet available - English (English) | Not yet available - English (English) | Not yet available - English (English) | Px40 English (English) | Px40 English (English) | Px40 English (English) | Px40 English (English) | Px40 English (English) | Px40 English (English) | Px40 English (English) | Px40 English (English) | Px40 English (English) | Px40 English (English) | Px40 English (English) | Px40 English (English) | Px40 English (English) | Px40 English (English) | Px40 English (English) | Px40 English (English) | Px40 English (English) | Px40 English (English) | Px40 English (English) | Px40 English (English) | Px40 English (English) | Px40 English (English) | Px40 English (English) | Px40 English (English) | Px40 English (English) | Px40 English (English) | Px40 English (English) | Px40 English (English) | Px40 English (English) | Px40 English (English) | Px40 English (English) | Px40 English (English) | Px40 English (English)
| German (English) | German (English) | German (English) | German (English) | German (English) | German (English) | German (English) | German (English) | German (English) | German (English) | German (English) | German (English) | German (English) | German (English) | German (English) | German (English) | German (English) | German (English) | German (English) | German (English) | German (English) | German (English) | German (English) | German (English) | German (English) | German (English) | German (English) | German (English) | German (English) | German (English) | German (English) | German (English) | German (English) | German (English) | German (English) | German (English) | German (English) | German (English) | German (English) | German (English) | German (English) | German (English) | German (English) | German (English) | German (English) | German (English) | German (English) | German (English)
| Not yet available - French (English) | Not yet available - French (English) | Not yet available - French (English) | Not yet available - French (English) | Not yet available - French (English) | Not yet available - French (English) | Not yet available - French (English) | Not yet available - French (English) | French (English) | French (English) | French (English) | French (English) | French (English) | French (English) | French (English) | French (English) Software Version "-603-709" Available ("-606" : On request) | French (English) Software Version "-603-709" Available ("-606" : On request) | French (English) Software Version "-603-709" Available ("-606" : On request) | French (English) Software Version "-603-709" Available ("-606" : On request) | French (English) Software Version -603-709 Available (-606 : On Request) | French (English) Software Version -603-709 Available (-606 : On Request) | French (English) Software Version -603-709 Available (-606 : On Request) | French (English) Software Version -603-709 Available (-610-710 : On Request) | French (English) Software Version -603-709 Available (-610-710/-712 : On Request) | French (English) Software Version -603-709 Available (-610-710/-712 : On Request) | French (English) Software Version -603-709 Available (-610-710/-712 : On Request) | French (English) Software Version -603-709 Available (-610-710/-712 : On Request) | French (English) Software Version -603-709 Available (-610-710/-712 : On Request) | French (English) Software Version -603-709 Available (-610-710/-712 : On Request) | French (English) Software Version -603-709 Available (-610-710/-712 : On Request) | French (English) Software Version -603-709 Available (-610-710/-712 : On Request) | French (English) Software Version -603-709 Available (-610-710/-712 : On Request) | French (English) Software Version -603-709 Available (-610-710/-712 : On Request) | French (English) Software Version -603-709 Available (-610-710/-712 : On Request) | French (English) Software Version -603-709 Available (-610-710/-712 : On Request) | French (English) Software Version -603-709 Available (-610-710/-712 : On Request) | French (English) Software Version -603-709 Available (-610-710/-712 : On Request) | French (English) Software Version -603-709 Available (-610-710/-712 : On Request) | French (English) Software Version -603-709 Available (-610-710/-712 : On Request) | French (English) Software Version -603-709 Available (-610-710/-712 : On Request) | French (English) Software Version -603-709 Available (-610-710/-712 : On Request) | French (English) Software Version -603-709 Available (-610-710/-712 : On Request) | French (English) Software Version -603-721 Available (-610-710/-712 : On Request) | French (English) Software Version -603-709 Available (-610-710/-712 : On Request) | French (English) Software Version -603-709 Available (-610-710/-712 : On Request) | French (English) | French (English) | French (English)
| Not yet available - Spanish (English) | Not yet available - Spanish (English) | Not yet available - Spanish (English) | Not yet available - Spanish (English) | Not yet available - Spanish (English) | Not yet available - Spanish (English) | Not yet available - Spanish (English) | Not yet available - Spanish (English) | Spanish (English) | Spanish (English) | Spanish (English) | Spanish (English) | Spanish (English) | Spanish (English) | Spanish (English) | Spanish (English) Software Version "-603-708" Available ("-606" : On request) | Spanish (English) Software Version "-603-708" Available ("-606" : On request) | Spanish (English) Software Version "-603-708" Available ("-606" : On request) | Spanish (English) Software Version "-603-708" Available ("-606" : On request) | Spanish (English) Software Version -603-709 Available (-606 : On Request) | Spanish (English) Software Version -603-709 Available (-606 : On Request) | Spanish (English) Software Version -603-709 Available (-606 : On Request) | Spanish (English) Software Version -603-709 Available (-610-710 : On Request) | Spanish (English) Software Version -603-709 Available (-610-710/-712 : On Request) | Spanish (English) Software Version -603-709 Available (-610-710/-712 : On Request) | Spanish (English) Software Version -603-709 Available (-610-710/-712 : On Request) | Spanish (English) Software Version -603-708 Available (-610-710/-712 : On Request) | Spanish (English) Software Version -603-708 Available (-610-710/-712 : On Request) | Spanish (English) Software Version -603-708 Available (-610-710/-712 : On Request) | Spanish (English) Software Version -603-708 Available (-610-710/-712 : On Request) | Spanish (English) Software Version -603-708 Available (-610-710/-712 : On Request) | Spanish (English) Software Version -603-708 Available (-610-710/-712 : On Request) | Spanish (English) Software Version -603-708 Available (-610-710/-712 : On Request) | Spanish (English) Software Version -603-708 Available (-610-710/-712 : On Request) | Spanish (English) Software Version -603-708 Available (-610-710/-712 : On Request) | Spanish (English) Software Version -603-708 Available (-610-710/-712 : On Request) | Spanish (English) Software Version -603-708 Available (-610-710/-712 : On Request) | Spanish (English) Software Version -603-708 Available (-610-710/-712 : On Request) | Spanish (English) Software Version -603-708 Available (-610-710/-712 : On Request) | Spanish (English) Software Version -603-708 Available (-610-710/-712 : On Request) | Spanish (English) Software Version -603-708 Available (-610-710/-712 : On Request) | Spanish (English) | Spanish (English) | Spanish (English) Software Version -603-708 Available (-610-710/-712 : On Request) | Spanish (English) Software Version -603-708 Available (-610-710/-712 : On Request) | Spanish (English) | Spanish (English) | Spanish (English)
[7 empty] | Not yet available - Polish (English) | Not yet available - Polish (English) | Not yet available - Polish (English) | Not yet available - Polish (English) | Not yet available - Polish (English) | Not yet available - Polish (English) | Not yet available - Polish (English) | Not yet available - Polish (English) | Not yet available - Polish (English) | Polish (English) : On request | Polish (English) : On request | Polish (English) : On request | Polish (English) : On request | Polish (English) : On request | Polish (English) : On request | Polish (English) : On request | Polish (English) : On request | Polish (English) : On request | Polish (English) : On request | Polish (English) : On request | Polish (English) : On request | Polish (English) : On request | Polish (English) : On request | Polish (English) : On request | Polish (English) : On request | Polish (English) : On request | Polish (English) : On request | Polish (English) : On request | Polish (English) : On request | Polish (English) : On request | Polish (English) : On request | Polish (English) : On request | Polish (English) : On request | Polish (English) : On request | Polish (English) : On request | Polish (English) : On request | Polish (English) : On request | Polish (English) : On request | Polish (English) : On request | Polish (English) : On request | Polish (English) : On request | Polish (English) : On request
[7 empty] | Russian (English) | Russian (English) | Russian (English) | Russian (English) | Russian (English) | Russian (English) | Russian (English) | Russian (English) | Russian (English) | Russian (English) Software Version "-603-709" Available ("-606" : On request) | Russian (English) Software Version "-603-709" Available ("-606" : On request) | Russian (English) Software Version "-603-709" Available ("-606" : On request) | Russian (English) Software Version "-603-709" Available ("-606" : On request) | Russian (English) Software Version -603-709 Available (-606 : On Request) | Russian (English) Software Version -603-709 Available (-606 : On Request) | Russian (English) Software Version -603-709 Available (-606 : On Request) | Russian (English) Software Version -603-709 Available (-610-710 : On Request) | Russian (English) Software Version -603-709 Available (-610-710/-712 : On Request) | Russian (English) Software Version -603-709 Available (-610-710/-712 : On Request) | Russian (English) Software Version -603-709 Available (-610-710/-712 : On Request) | Russian (English) Software Version -603-709 Available (-610-710/-712 : On Request) | Russian (English) Software Version -603-709 Available (-610-710/-712 : On Request) | Russian (English) | Russian (English) Software Version -603-709 Available (-610-710/-712 : On Request) | Russian (English) Software Version -603-709 Available (-610-710/-712 : On Request) | Russian (English) | Russian (English) | Russian (English) | Russian (English) | Russian (English) | Russian (English) | Russian (English) | Russian (English) | Russian (English) | Russian (English) | Russian (English) | Russian (English) | Russian (English) | Russian (English) | Russian (English) | Russian (English) | Russian (English)
| -80* | -80* | -80* | -80* | -80* | -80* | -80* | -80* | -80* | -80* | -80* | -80* | -80* | -80* | -80* | -800 | -800 | -800 | -800 | -800 | -800 | -800 | -800 | -800 | -800 | -800 | -800 | -800 | -800 | -800 | -800 | -800 | -800 | -800 | -800 | -800 | -800 | -800 | -800 | -800 | -800 | -800 | -800 | -800 | -800 | -800 | -800 | -800
| -801 | -801 | -801 | -801 | -801 | -801 | -801 | -801 | -801 | -801 | -801 | -801 | -801 | -801 | -801 | -801 | -801 | -801 | -801 | -801 | -801 | -801 | -801 | -801 | -801 | -801 | -801 | -801 | -801 | -801 | -801 | -801 | -801 | -801 | -801 | -801 | -801 | -801 | -801 | -801 | -801 | -801 | -801 | -801 | -801 | -801 | -801 | -801
| -80* | -80* | -80* | -80* | -80* | -80* | -80* | -80* | -802 | -802 | -802 | -802 | -802 | -802 | -802 | -802 | -802 | -802 | -802 | -802 | -802 | -802 | -802 | -802 | -802 | -802 | -802 | -802 | -802 | -802 | -802 | -802 | -802 | -802 | -802 | -802 | -802 | -802 | -802 | -802 | -802 | -802 | -802 | -802 | -802 | -802 | -802 | -802
| -80* | -80* | -80* | -80* | -80* | -80* | -80* | -80* | -803 | -803 | -803 | -803 | -803 | -803 | -803 | -803 | -803 | -803 | -803 | -803 | -803 | -803 | -803 | -803 | -803 | -803 | -803 | -803 | -803 | -803 | -803 | -803 | -803 | -803 | -803 | -803 | -803 | -803 | -803 | -803 | -803 | -803 | -803 | -803 | -803 | -803 | -803 | -803
| -80* | -80* | -80* | -80* | -80* | -80* | -80* | -80* | -80* | -80* | -80* | -80* | -80* | -80* | -80* | -80* | -80* | -80* | -80* | -80* | -80* | -80* | -80* | -80* | -80* | -80* | -80* | -80* | -80* | -80* | -80* | -80* | -80* | -80* | -80* | -80* | -80* | -80* | -80* | -80* | -80* | -80* | -80* | -80* | -80* | -80* | -80* | -80*
| -80* | -80* | -80* | -80* | -80* | -80* | -805 | -805 | -805 | -805 | -805 | -805 | -805 | -805 | -805 | -805 | -805 | -805 | -805 | -805 | -805 | -805 | -805 | -805 | -805 | -805 | -805 | -805 | -805 | -805 | -805 | -805 | -805 | -805 | -805 | -805 | -805 | -805 | -805 | -805 | -805 | -805 | -805 | -805 | -805 | -805 | -805 | -805
Customer Specific Options | Standard Version | Standard Version | Standard Version | Standard Version | Standard Version | Standard Version | Standard Version | Standard Version | Standard Version | Standard Version | Standard Version | Standard Version | Standard Version | Standard Version | Standard Version | Standard Version | Standard Version | Standard Version | Standard Version | Standard Version | Standard Version | Standard Version | Standard Version | Standard Version | Standard Version | Standard Version | Standard Version | Standard Version | Standard Version | Standard Version | Standard Version | Standard Version | Standard Version | Standard Version | Standard Version | Standard Version | Standard Version | Standard Version | Standard Version | Standard Version | Standard Version | Standard Version | Standard Version | Standard Version | Standard Version | Standard Version | Standard Version | Standard Version
| 0 | 0 | 0 | 0 | 0 | 0 | 0 | 0 | 0 | 0 | 0 | 0 | 0 | 0 | 0 | 0 | 0 | 0 | 0 | 0 | 0 | 0 | 0 | 0 | 0 | 0 | 0 | 0 | 0 | 0 | 0 | 0 | 0 | 0 | 0 | 0 | 0 | 0 | 0 | 0 | 0 | 0 | 0 | 0 | 0 | 0 | 0 | 0
Voltage Thresholds on binary inputs | 18V (Standard) | 18V (Standard) | 18V (Standard) | 18V (Standard) | 18V (Standard) | 18V (Standard) | 18V (Standard) | 18V (Standard) | 18V (Standard) | 18V (Standard) | 18V (Standard) | 18V (Standard) | 18V (Standard) | 18V (Standard) | 18V (Standard) | 18V (Standard) | 18V (Standard) | 18V (Standard) | 18V (Standard) | >18 V (standard variant) | >18 V (standard variant) | >18 V (standard variant) | >18 V (standard variant) | >18 V (standard variant) | >18 V (standard variant) | >18 V (standard variant) | >18 V (standard variant) | >18 V (standard variant) | >18 V (standard variant) | >18 V (standard variant) | >18 V (standard variant) | >18 V (standard variant) | >18 V (standard variant) | >18 V (standard variant) | >18 V (standard variant) | >18 V (standard variant) | >18 V (standard variant) | >18 V (standard variant) | >18 V (standard variant) | >18 V (standard variant) | >18 V (standard variant) | >18 V (standard variant) | >18 V (standard variant) | >18 V (standard variant) | >18 V (standard variant) | >18 V (standard variant) | >18 V (standard variant) | >18 V (standard variant)
[10 empty] | 90V (60 to 70% of Vnom = 125 to 150V) | 90V (60 to 70% of Vnom = 125 to 150V) | 90V (60 to 70% of Vnom = 125 to 150V) | 90V (60 to 70% of Vnom = 125 to 150V) | 90V (60 to 70% of Vnom = 125 to 150V) | 90V (60 to 70% of Vnom = 125 to 150V) | 90V (60 to 70% of Vnom = 125 to 150V) | 90V (60 to 70% of Vnom = 125 to 150V) | 90V (60 to 70% of Vnom = 125 to 150V) | 90V (60 to 70% of Vnom = 125 to 150V) | >90 V (60 to 70% of VA,nom = 125...150 V) | >90 V (60 to 70% of VA,nom = 125...150 V) | >90 V (60 to 70% of VA,nom = 125...150 V) | >90 V (60 to 70% of VA,nom = 125...150 V) | >90 V (60 to 70% of VA,nom = 125...150 V) | >90 V (60 to 70% of VA,nom = 125...150 V) | >90 V (60 to 70% of VA,nom = 125...150 V) | >90 V (60 to 70% of VA,nom = 125...150 V) | >90 V (60 to 70% of VA,nom = 125...150 V) | >90 V (60 to 70% of VA,nom = 125...150 V) | >90 V (60 to 70% of VA,nom = 125...150 V) | >90 V (60 to 70% of VA,nom = 125...150 V) | >90 V (60 to 70% of VA,nom = 125...150 V) | >90 V (60 to 70% of VA,nom = 125...150 V) | >90 V (60 to 70% of VA,nom = 125...150 V) | >90 V (60 to 70% of VA,nom = 125...150 V) | >90 V (60 to 70% of VA,nom = 125...150 V) | >90 V (60 to 70% of VA,nom = 125...150 V) | >90 V (60 to 70% of VA,nom = 125...150 V) | >90 V (60 to 70% of VA,nom = 125...150 V) | >90 V (60 to 70% of VA,nom = 125...150 V) | >90 V (60 to 70% of VA,nom = 125...150 V) | >90 V (60 to 70% of VA,nom = 125...150 V) | >90 V (60 to 70% of VA,nom = 125...150 V) | >90 V (60 to 70% of VA,nom = 125...150 V) | >90 V (60 to 70% of VA,nom = 125...150 V) | >90 V (60 to 70% of VA,nom = 125...150 V) | >90 V (60 to 70% of VA,nom = 125...150 V) | >90 V (60 to 70% of VA,nom = 125...150 V)
[10 empty] | 155V (60 to 70% of Vnom = 220 to 250V) | 155V (60 to 70% of Vnom = 220 to 250V) | 155V (60 to 70% of Vnom = 220 to 250V) | 155V (60 to 70% of Vnom = 220 to 250V) | 155V (60 to 70% of Vnom = 220 to 250V) | 155V (60 to 70% of Vnom = 220 to 250V) | 155V (60 to 70% of Vnom = 220 to 250V) | 155V (60 to 70% of Vnom = 220 to 250V) | 155V (60 to 70% of Vnom = 220 to 250V) | 155V (60 to 70% of Vnom = 220 to 250V) | >155 V (60 to 70% of VA,nom = 220...250 V) | >155 V (60 to 70% of VA,nom = 220...250 V) | >155 V (60 to 70% of VA,nom = 220...250 V) | >155 V (60 to 70% of VA,nom = 220...250 V) | >155 V (60 to 70% of VA,nom = 220...250 V) | >155 V (60 to 70% of VA,nom = 220...250 V) | >155 V (60 to 70% of VA,nom = 220...250 V) | >155 V (60 to 70% of VA,nom = 220...250 V) | >155 V (60 to 70% of VA,nom = 220...250 V) | >155 V (60 to 70% of VA,nom = 220...250 V) | >155 V (60 to 70% of VA,nom = 220...250 V) | >155 V (60 to 70% of VA,nom = 220...250 V) | >155 V (60 to 70% of VA,nom = 220...250 V) | >155 V (60 to 70% of VA,nom = 220...250 V) | >155 V (60 to 70% of VA,nom = 220...250 V) | >155 V (60 to 70% of VA,nom = 220...250 V) | >155 V (60 to 70% of VA,nom = 220...250 V) | >155 V (60 to 70% of VA,nom = 220...250 V) | >155 V (60 to 70% of VA,nom = 220...250 V) | >155 V (60 to 70% of VA,nom = 220...250 V) | >155 V (60 to 70% of VA,nom = 220...250 V) | >155 V (60 to 70% of VA,nom = 220...250 V) | >155 V (60 to 70% of VA,nom = 220...250 V) | >155 V (60 to 70% of VA,nom = 220...250 V) | >155 V (60 to 70% of VA,nom = 220...250 V) | >155 V (60 to 70% of VA,nom = 220...250 V) | >155 V (60 to 70% of VA,nom = 220...250 V) | >155 V (60 to 70% of VA,nom = 220...250 V) | >155 V (60 to 70% of VA,nom = 220...250 V)
[20 empty] | >73 V (67% of VA,nom = 110 V) | >73 V (67% of VA,nom = 110 V) | >73 V (67% of VA,nom = 110 V) | >73 V (67% of VA,nom = 110 V) | >73 V (67% of VA,nom = 110 V) | >73 V (67% of VA,nom = 110 V) | >73 V (67% of VA,nom = 110 V) | >73 V (67% of VA,nom = 110 V) | >73 V (67% of VA,nom = 110 V) | >73 V (67% of VA,nom = 110 V) | >73 V (67% of VA,nom = 110 V) | >73 V (67% of VA,nom = 110 V) | >73 V (67% of VA,nom = 110 V) | >73 V (67% of VA,nom = 110 V) | >73 V (67% of VA,nom = 110 V) | >73 V (67% of VA,nom = 110 V) | >73 V (67% of VA,nom = 110 V) | >73 V (67% of VA,nom = 110 V) | >73 V (67% of VA,nom = 110 V) | >73 V (67% of VA,nom = 110 V) | >73 V (67% of VA,nom = 110 V) | >73 V (67% of VA,nom = 110 V) | >73 V (67% of VA,nom = 110 V) | >73 V (67% of VA,nom = 110 V) | >73 V (67% of VA,nom = 110 V) | >73 V (67% of VA,nom = 110 V) | >73 V (67% of VA,nom = 110 V) | >73 V (67% of VA,nom = 110 V) | >73 V (67% of VA,nom = 110 V)
[20 empty] | >146 V (67% of VA,nom = 220 V) | >146 V (67% of VA,nom = 220 V) | >146 V (67% of VA,nom = 220 V) | >146 V (67% of VA,nom = 220 V) | >146 V (67% of VA,nom = 220 V) | >146 V (67% of VA,nom = 220 V) | >146 V (67% of VA,nom = 220 V) | >146 V (67% of VA,nom = 220 V) | >146 V (67% of VA,nom = 220 V) | >146 V (67% of VA,nom = 220 V) | >146 V (67% of VA,nom = 220 V) | >146 V (67% of VA,nom = 220 V) | >146 V (67% of VA,nom = 220 V) | >146 V (67% of VA,nom = 220 V) | >146 V (67% of VA,nom = 220 V) | >146 V (67% of VA,nom = 220 V) | >146 V (67% of VA,nom = 220 V) | >146 V (67% of VA,nom = 220 V) | >146 V (67% of VA,nom = 220 V) | >146 V (67% of VA,nom = 220 V) | >146 V (67% of VA,nom = 220 V) | >146 V (67% of VA,nom = 220 V) | >146 V (67% of VA,nom = 220 V) | >146 V (67% of VA,nom = 220 V) | >146 V (67% of VA,nom = 220 V) | >146 V (67% of VA,nom = 220 V) | >146 V (67% of VA,nom = 220 V) | >146 V (67% of VA,nom = 220 V) | >146 V (67% of VA,nom = 220 V)
[10 empty] | -461 | -461 | -461 | -461 | -461 | -461 | -461 | -461 | -461 | -461 | -461 | -461 | -461 | -461 | -461 | -461 | -461 | -461 | -461 | -461 | -461 | -461 | -461 | -461 | -461 | -461 | -461 | -461 | -461 | -461 | -461 | -461 | -461 | -461 | -461 | -461 | -461 | -461 | -461
[10 empty] | -462 | -462 | -462 | -462 | -462 | -462 | -462 | -462 | -462 | -462 | -462 | -462 | -462 | -462 | -462 | -462 | -462 | -462 | -462 | -462 | -462 | -462 | -462 | -462 | -462 | -462 | -462 | -462 | -462 | -462 | -462 | -462 | -462 | -462 | -462 | -462 | -462 | -462 | -462
[20 empty] | -463 | -463 | -463 | -463 | -463 | -463 | -463 | -463 | -463 | -463 | -463 | -463 | -463 | -463 | -463 | -463 | -463 | -463 | -463 | -463 | -463 | -463 | -463 | -463 | -463 | -463 | -463 | -463 | -463
[20 empty] | -464 | -464 | -464 | -464 | -464 | -464 | -464 | -464 | -464 | -464 | -464 | -464 | -464 | -464 | -464 | -464 | -464 | -464 | -464 | -464 | -464 | -464 | -464 | -464 | -464 | -464 | -464 | -464 | -464
Inter-MiCOM | Not yet available | Not yet available | Not yet available | Not yet available | Not yet available | Not yet available | Not yet available | Not yet available | Not yet available | Not yet available | Not yet available | Not yet available | Not yet available | None | None | None | None | None | None | None | None | None | None | None | None | None | None | None | None | None | None | None | None | None | None | None | None | None | None | None | None | None | None | None | None | None | None | None
[14 empty] | For connection to wire, RS485, isolated | For connection to wire, RS485, isolated | For connection to wire, RS485, isolated | For connection to wire, RS485, isolated | For connection to wire, RS485, isolated | For connection to wire, RS485, isolated | For connection to wire, RS485, isolated | For connection to wire, RS485, isolated | For connection to wire, RS485, isolated | For connection to wire, RS485, isolated | For connection to wire, RS485, isolated | For connection to wire, RS485, isolated | For connection to wire, RS485, isolated | For connection to wire, RS485, isolated | For connection to wire, RS485, isolated | For connection to wire, RS485, isolated | For connection to wire, RS485, isolated | For connection to wire, RS485, isolated | For connection to wire, RS485, isolated | For connection to wire, RS485, isolated | For connection to wire, RS485, isolated | For connection to wire, RS485, isolated | For connection to wire, RS485, isolated | For connection to wire, RS485, isolated | For connection to wire, RS485, isolated | For connection to wire, RS485, isolated | For connection to wire, RS485, isolated | For connection to wire, RS485, isolated | For connection to wire, RS485, isolated | For connection to wire, RS485, isolated | For connection to wire, RS485, isolated | For connection to wire, RS485, isolated | For connection to wire, RS485, isolated | For connection to wire, RS485, isolated | For connection to wire, RS485, isolated
[14 empty] | For connection to plastic fibre, FSMA connector | For connection to plastic fibre, FSMA connector | For connection to plastic fibre, FSMA connector | For connection to plastic fibre, FSMA connector | For connection to plastic fibre, FSMA connector | For connection to plastic fibre, FSMA connector | For connection to plastic fibre, FSMA connector | For connection to plastic fibre, FSMA connector | For connection to plastic fibre, FSMA connector | For connection to plastic fibre, FSMA connector | For connection to plastic fibre, FSMA connector | For connection to plastic fibre, FSMA connector | For connection to plastic fibre, FSMA connector | For connection to plastic fibre, FSMA connector | For connection to plastic fibre, FSMA connector | For connection to plastic fibre, FSMA connector | For connection to plastic fibre, FSMA connector | For connection to plastic fibre, FSMA connector | For connection to plastic fibre, FSMA connector | For connection to plastic fibre, FSMA connector | For connection to plastic fibre, FSMA connector | For connection to plastic fibre, FSMA connector | For connection to plastic fibre, FSMA connector | For connection to plastic fibre, FSMA connector | For connection to plastic fibre, FSMA connector | For connection to plastic fibre, FSMA connector | For connection to plastic fibre, FSMA connector | For connection to plastic fibre, FSMA connector | For connection to plastic fibre, FSMA connector | For connection to plastic fibre, FSMA connector | For connection to plastic fibre, FSMA connector | For connection to plastic fibre, FSMA connector | For connection to plastic fibre, FSMA connector | For connection to plastic fibre, FSMA connector | For connection to plastic fibre, FSMA connector
[14 empty] | For connection to glass fibre, ST connector | For connection to glass fibre, ST connector | For connection to glass fibre, ST connector | For connection to glass fibre, ST connector | For connection to glass fibre, ST connector | For connection to glass fibre, ST connector | For connection to glass fibre, ST connector | For connection to glass fibre, ST connector | For connection to glass fibre, ST connector | For connection to glass fibre, ST connector | For connection to glass fibre, ST connector | For connection to glass fibre, ST connector | For connection to glass fibre, ST connector | For connection to glass fibre, ST connector | For connection to glass fibre, ST connector | For connection to glass fibre, ST connector | For connection to glass fibre, ST connector | For connection to glass fibre, ST connector | For connection to glass fibre, ST connector | For connection to glass fibre, ST connector | For connection to glass fibre, ST connector | For connection to glass fibre, ST connector | For connection to glass fibre, ST connector | For connection to glass fibre, ST connector | For connection to glass fibre, ST connector | For connection to glass fibre, ST connector | For connection to glass fibre, ST connector | For connection to glass fibre, ST connector | For connection to glass fibre, ST connector | For connection to glass fibre, ST connector | For connection to glass fibre, ST connector | For connection to glass fibre, ST connector | For connection to glass fibre, ST connector | For connection to glass fibre, ST connector | For connection to glass fibre, ST connector
[14 empty] | -951 | -951 | -951 | -951 | -951 | -951 | -951 | -951 | -951 | -951 | -951 | -951 | -951 | -951 | -951 | -951 | -951 | -951 | -951 | -951 | -951 | -951 | -951 | -951 | -951 | -951 | -951 | -951 | -951 | -951 | -951 | -951 | -951 | -951 | -951
[14 empty] | -952 | -952 | -952 | -952 | -952 | -952 | -952 | -952 | -952 | -952 | -952 | -952 | -952 | -952 | -952 | -952 | -952 | -952 | -952 | -952 | -952 | -952 | -952 | -952 | -952 | -952 | -952 | -952 | -952 | -952 | -952 | -952 | -952 | -952 | -952
[14 empty] | -954 | -954 | -954 | -954 | -954 | -954 | -954 | -954 | -954 | -954 | -954 | -954 | -954 | -954 | -954 | -954 | -954 | -954 | -954 | -954 | -954 | -954 | -954 | -954 | -954 | -954 | -954 | -954 | -954 | -954 | -954 | -954 | -954 | -954 | -954
Comms
| -911 | -911 | -911 | -911 | -911 | -911 | -911 | -911 | -911 | -911 | -911 | -911 | -911 | -911 | -911 | -911 | -911 | -911 | -911 | -911 | -911 | -911 | -911 | -911 | -911 | -911 | -911 | -911 | -911 | -911 | -911 | -911 | -911 | -911 | -911 | -911 | -911 | -911 | -911 | -911 | -911 | -911 | -911 | -911 | -911 | -911 | -911 | -911
| -912 | -912 | -912 | -912 | -912 | -912 | -912 | -912 | -912 | -912 | -912 | -912 | -912 | -912 | -912 | -912 | -912 | -912 | -912 | -912 | -912 | -912 | -912 | -912 | -912 | -912 | -912 | -912 | -912 | -912 | -912 | -912 | -912 | -912 | -912 | -912 | -912 | -912 | -912 | -912 | -912 | -912 | -912 | -912 | -912 | -912 | -912 | -912
| -914 | -914 | -914 | -914 | -914 | -914 | -914 | -914 | -914 | -914 | -914 | -914 | -914 | -914 | -914 | -914 | -914 | -914 | -914 | -914 | -914 | -914 | -914 | -914 | -914 | -914 | -914 | -914 | -914 | -914 | -914 | -914 | -914 | -914 | -914 | -914 | -914 | -914 | -914 | -914 | -914 | -914 | -914 | -914 | -914 | -914 | -914 | -914
| -921 | -921 | -921 | -921 | -921 | -921 | -921 | -921 | -921 | -921 | -921 | -921 | -921 | -921 | -921 | -921 | -921 | -921 | -921 | -921 | -921 | -921 | -921 | -921 | -921 | -921 | -921 | -921 | -921 | -921 | -921 | -921 | -921 | -921 | -921 | -921 | -921 | -921 | -921 | -921 | -921 | -921 | -921 | -921 | -921 | -921 | -921 | -921
| -922 | -922 | -922 | -922 | -922 | -922 | -922 | -922 | -922 | -922 | -922 | -922 | -922 | -922 | -922 | -922 | -922 | -922 | -922 | -922 | -922 | -922 | -922 | -922 | -922 | -922 | -922 | -922 | -922 | -922 | -922 | -922 | -922 | -922 | -922 | -922 | -922 | -922 | -922 | -922 | -922 | -922 | -922 | -922 | -922 | -922 | -922 | -922
| -924 | -924 | -924 | -924 | -924 | -924 | -924 | -924 | -924 | -924 | -924 | -924 | -924 | -924 | -924 | -924 | -924 | -924 | -924 | -924 | -924 | -924 | -924 | -924 | -924 | -924 | -924 | -924 | -924 | -924 | -924 | -924 | -924 | -924 | -924 | -924 | -924 | -924 | -924 | -924 | -924 | -924 | -924 | -924 | -924 | -924 | -924 | -924
| -924 | -924 | -924 | -924 | -924 | -924 | -924 | -924 | -924 | -924 | -924 | -924 | -924 | -924 | -924 | -935 | -935 | -935 | -935 | -935 | -935 | -935 | -*** | -*** | -*** | -946 | -946 | -946 | -946 | -946 | -946 | -946 | -946 | -946 | -946 | -946 | -946 | -946 | -946 | -946 | -946 | -946 | -946 | -946 | -946 | -946 | -946 | -946
| -924 | -924 | -924 | -924 | -924 | -924 | -924 | -924 | -924 | -924 | -924 | -924 | -924 | -924 | -924 | -936 | -936 | -936 | -936 | -936 | -936 | -936 | -*** | -*** | -*** | -947 | -947 | -947 | -947 | -947 | -947 | -947 | -947 | -947 | -947 | -947 | -947 | -947 | -947 | -947 | -947 | -947 | -947 | -947 | -947 | -947 | -947 | -947
| 0 | 0 | 0 | 0 | 0 | 0 | 0 | 0 | 0 | 0 | 0 | 0 | 0 | 0 | 0 | 0 | 0 | 0 | 0 | 0 | 0 | 0 | 0 | 0 | 0 | 0 | 0 | 0 | 0 | 0 | 0 | 0 | 0 | 0 | 0 | 0 | 0 | 0 | 0 | 0 | 0 | 0 | 0 | 0 | 0 | 0 | 0 | 0
| 0 | 0 | 0 | 0 | 0 | 0 | 0 | 0 | 0 | 0 | 0 | 0 | 0 | 0 | 0 | 0 | 0 | 0 | 0 | 0 | 0 | 0 | 0 | 0 | 0 | 0 | 0 | 0 | 0 | 0 | 0 | 0 | 0 | 0 | 0 | 0 | 0 | 0 | 0 | 0 | 0 | 0 | 0 | 0 | 0 | 0 | 0 | 0
| 0 | 0 | 0 | 0 | 0 | 0 | 0 | 0 | 0 | 0 | 0 | 0 | 0 | 0 | 0 | 0 | 0 | 0 | 0 | 0 | 0 | 0 | 0 | 0 | 0 | 0 | 0 | 0 | 0 | 0 | 0 | 0 | 0 | 0 | 0 | 0 | 0 | 0 | 0 | 0 | 0 | 0 | 0 | 0 | 0 | 0 | 0 | 0
| A | A | A | A | A | A | A | A | A | A | [36 empty] | A | A | bar: G to T
| B | B | B | B | B | B | B | B | B | B | [36 empty] | B | B | bar: G to T
| C | C | C | C | C | C | C | C | C | C | [36 empty] | C | C | bar: G to T
| E | E | E | E | E | E | E | E | E | E | [36 empty] | E | E | bar: G to T
| F | F | F | F | F | F | F | F | F | F | [36 empty] | F | F | bar: G to T
| G | G | G | G | G | G | G | G | G | G | [36 empty] | G | G | bar: G to T
| G | G | G | G | G | G | G | G | G | G | G | G | G | G | G | H | H | H | H | H | H | H | * | * | * | K | K | K | K | K | K | K | K | K | K | K | K | K | K | K | K | K | K | K | K | K | K | K
| G | G | G | G | G | G | G | G | G | G | G | G | G | G | G | J | J | J | J | J | J | J | * | * | * | L | L | L | L | L | L | L | L | L | L | L | L | L | L | L | L | L | L | L | L | L | L | L
Extra Digits in Model Number | bar: G G to K L
1
2 | G G: For connection to wire, RS485, isolated; G G: For connection to plastic fibre, FSMA connector; G G: For connection to glass fibre, ST connector
3 | G G: For connection to wire, RS485, isolated; G G: For connection to plastic fibre, FSMA connector; G G: For connection to glass fibre, ST connector
4 | G G: For connection to 100Mhz Ethernet, glass fibre SC & wire RJ45 and 2nd rear interface (RS485, IEC60870-5-103); G G: For connection to 100Mhz Ethernet, glass fibre ST & wire RJ45 and 2nd rear interface (RS485, IEC60870-5-103)
BOM | 30 | 30 | 30 | 30 | 30 | 30 | 30 | 30 | 30 | 30 | 30 | 30 | SLOT 24 Z | SLOT 24 Z | SLOT 24 Z | SLOT 24 Z | SLOT 24 Z | SLOT 24 Z | SLOT 24 Z | SLOT 24 Z | SLOT 24 Z | SLOT 24 Z | SLOT 24 Z | SLOT 24 Z | SLOT 24 Z | SLOT 24 Z | SLOT 24 Z | SLOT 24 Z | SLOT 24 Z | SLOT 24 Z | SLOT 24 Z | SLOT 24 Z | SLOT 24 Z | SLOT 24 Z | SLOT 24 Z | SLOT 24 Z | SLOT 24 Z | SLOT 24 Z | SLOT 24 Z | SLOT 24 Z | SLOT 24 Z | SLOT 24 Z | SLOT 24 Z | SLOT 24 Z | SLOT 24 Z | SLOT 24 Z | SLOT 24 Z | SLOT 24 Z
| 32 | 32 | 32 | 32 | 32 | 32 | 32 | 32 | 32 | 32 | 32 | 32 | SLOT 40 | SLOT 40 | SLOT 40 | SLOT 40 | SLOT 40 | SLOT 40 | SLOT 40 | SLOT 40 | SLOT 40 | SLOT 40 | SLOT 40 | SLOT 40 | SLOT 40 | SLOT 40 | SLOT 40 | SLOT 40 | SLOT 40 | SLOT 40 | SLOT 40 | SLOT 40 | SLOT 40 | SLOT 40 | SLOT 40 | SLOT 40 | SLOT 40 | SLOT 40 | SLOT 40 | SLOT 40 | SLOT 40 | SLOT 40 | SLOT 40 | SLOT 40 | SLOT 40 | SLOT 40 | SLOT 40 | SLOT 40
| 50 | 50 | 50 | 50 | 50 | 50 | 50 | 50 | 50 | 50 | 50 | 50 | SLOT 45 | SLOT 45 | SLOT 45 | SLOT 45 | SLOT 45 | SLOT 45 | SLOT 45 | SLOT 45 | SLOT 45 | SLOT 45 | SLOT 45 | SLOT 45 | SLOT 45 | SLOT 45 | SLOT 45 | SLOT 45 | SLOT 45 | SLOT 45 | SLOT 45 | SLOT 45 | SLOT 45 | SLOT 45 | SLOT 45 | SLOT 45 | SLOT 45 | SLOT 45 | SLOT 45 | SLOT 45 | SLOT 45 | SLOT 45 | SLOT 45 | SLOT 45 | SLOT 45 | SLOT 45 | SLOT 45 | SLOT 45
| SLOT 02 | SLOT 02 | SLOT 02 | SLOT 02 | SLOT 02 | SLOT 02 | SLOT 02 | SLOT 02 | SLOT 02 | SLOT 02 | SLOT 02 | SLOT 02 | SL0T 22 | SL0T 22 | SL0T 22 | SL0T 22 | SL0T 22 | SL0T 22 | SL0T 22 | SL0T 22 | SL0T 22 | SL0T 22 | SL0T 22 | SL0T 22 | SL0T 22 | SL0T 22 | SL0T 22 | SL0T 22 | SL0T 22 | SL0T 22 | SL0T 22 | SL0T 22 | SL0T 22 | SL0T 22 | SL0T 22 | SL0T 22 | SL0T 22 | SL0T 22 | SL0T 22 | SL0T 22 | SL0T 22 | SL0T 22 | SL0T 22 | SL0T 22 | SL0T 22 | SL0T 22 | SL0T 22 | SL0T 22
Livery Option | Alstom Livery (Available Until 31st October 2004) | Alstom Livery (Available Until 31st October 2004) | Alstom Livery (Available Until 31st October 2004) | Alstom Livery (Available Until 31st October 2004) | Alstom Livery (Available Until 31st October 2004) | Alstom Livery (Available Until 31st October 2004) | Alstom Livery (Available Until 31st October 2004) | Alstom Livery (Available Until 31st October 2004) | Alstom Livery (Available Until 31st October 2004) | Alstom Livery (Available Until 31st October 2004) | Alstom Livery (Available Until 31st October 2004) | Alstom Livery (Available Until 31st October 2004) | Alstom Livery (Available Until 31st October 2004) | Alstom Livery (Available Until 31st October 2004) | Alstom Livery (Available Until 31st October 2004) | Alstom Livery (Available Until 31st October 2004) | Alstom Livery (Available Until 31st October 2004) | Areva Livery | Areva Livery | Areva Livery | Areva Livery | Areva Livery | Areva Livery | Areva Livery | Areva Livery | Areva Livery | Areva Livery | Areva Livery | Areva Livery | Areva Livery | Areva Livery | Areva Livery | Areva Livery | Areva Livery | Areva Livery | Areva Livery | Areva Livery | Areva Livery | Areva Livery | Areva Livery | Areva Livery | Areva Livery | Areva Livery | Areva Livery | Areva Livery | Areva Livery | Areva Livery | Areva Livery
| Areva Livery (Available from 4th October 2004) | Areva Livery (Available from 4th October 2004) | Areva Livery (Available from 4th October 2004) | Areva Livery (Available from 4th October 2004) | Areva Livery (Available from 4th October 2004) | Areva Livery (Available from 4th October 2004) | Areva Livery (Available from 4th October 2004) | Areva Livery (Available from 4th October 2004) | Areva Livery (Available from 4th October 2004) | Areva Livery (Available from 4th October 2004) | Areva Livery (Available from 4th October 2004) | Areva Livery (Available from 4th October 2004) | Areva Livery (Available from 4th October 2004) | Areva Livery (Available from 4th October 2004) | Areva Livery (Available from 4th October 2004) | Areva Livery (Available from 4th October 2004) | Areva Livery (Available from 4th October 2004)
| 1 | 1 | 1 | 1 | 1 | 1 | 1 | 1 | 1 | 1 | 1 | 1 | 1 | 1 | 1 | 1 | 1 | 2 | 2 | 2 | 2 | 2 | 2 | 2 | 2 | 2 | 2 | 2 | 2 | 2 | 2 | 2 | 2 | 2 | 2 | 2 | 2 | 2 | 2 | 2 | 2 | 2 | 2 | 2 | 2 | 2 | 2 | 2
| 3 | 3 | 3 | 3 | 3 | 2 | 3 | 3 | 3 | 3 | 3 | 3 | 3 | 3 | 3 | 3 | 2 | 2 | 2 | 2 | 2 | 2 | 2 | 2 | 2 | 2 | 2 | 2 | 2 | 2 | 2 | 2 | 2 | 2 | 2 | 2 | 2 | 2 | 2 | 2 | 2 | 2 | 2 | 2 | 2 | 2 | 2 | 2
Livery option (BOM) | E9650208 | E9650208 | E9650208 | E9650208 | E9650208 | #REF! | E9650208 | E9650208 | E9650208 | E9650208 | E9650208 | E9650208 | E9650208 | E9650208 | E9650208 | E9650208 | E9650208 | E9650208 | E9650208 | E9650208 | E9650208 | E9650208 | E9650208 | E9650208 | E9650208 | E9650208 | E9650208 | E9650208 | E9650208 | E9651830 | E9651830 | E9651830 | E9651830 | E9650208 | E9651830 | E9651830 | E9650208 | E9651830 | E9651830 | E9651830 | E9651830 | E9651830 | E9651830 | E9650208 | E9651830 | E9651830 | E9651830 | E9651830
| E9650210 | E9650210 | E9650210 | E9650210 | E9650210 | #REF! | E9650210 | E9650210 | E9650210 | E9650210 | E9650210 | E9650210 | E9650210 | E9650210 | E9650210 | E9650210 | E9650210 | E9650210 | E9650210 | E9650210 | E9650210 | E9650210 | E9650210 | E9650210 | E9650210 | E9650210 | E9650210 | E9650210 | E9650210 | E9651941 | E9651941 | E9651941 | E9651941 | E9650210 | E9651941 | E9651941 | E9650210 | E9651941 | E9651941 | E9651941 | E9651941 | E9651941 | E9651941 | E9650210 | E9651941 | E9651941 | E9651941 | E9651941
| E9650489 | E9650489 | E9650489 | E9650489 | E9650489 | #REF! | E9650489 | E9650489 | E9650489 | E9650489 | E9650489 | E9650489 | E9650489 | E9650489 | E9650489 | E9650489 | E9650489 | E9650489 | E9650489 | E9650489 | E9650489 | E9650489 | E9650489 | E9650489 | E9650489 | E9650489 | E9650489 | E9650489 | E9650489 | E9651834 | E9651834 | E9651834 | E9651834 | E9650489 | E9651834 | E9651834 | E9650489 | E9651834 | E9651834 | E9651834 | E9651834 | E9651834 | E9651834 | E9650489 | E9651834 | E9651834 | E9651834 | E9651834
| E9650490 | E9650490 | E9650490 | E9650490 | E9650490 | #REF! | E9650490 | E9650490 | E9650490 | E9650490 | E9650490 | E9650490 | E9650490 | E9650490 | E9650490 | E9650490 | E9650490 | E9650490 | E9650490 | E9650490 | E9650490 | E9650490 | E9650490 | E9650490 | E9650490 | E9650490 | E9650490 | E9650490 | E9650490 | E9651833 | E9651833 | E9651833 | E9651833 | E9650490 | E9651833 | E9651833 | E9650490 | E9651833 | E9651833 | E9651833 | E9651833 | E9651833 | E9651833 | E9650490 | E9651833 | E9651833 | E9651833 | E9651833
| E9650299 | E9650299 | E9650299 | E9650299 | E9650299 | #REF! | E9650299 | E9650299 | E9650299 | E9650299 | E9650299 | E9650299 | E9650299 | E9650299 | E9650299 | E9650299 | E9650299 | E9650299 | E9650299 | E9650299 | E9650299 | E9650299 | E9650299 | E9650299 | E9650299 | E9650299 | E9650299 | E9650299 | E9650299 | E9650299 | E9650299 | E9650299 | E9650299 | E9650299 | E9650299 | E9650299 | E9650299 | E9650299 | E9650299 | E9650299 | E9650299 | E9650299 | E9650299 | E9650299 | E9650299 | E9650299 | E9650299 | E9650299
| E9650300 | E9650300 | E9650300 | E9650300 | E9650300 | #REF! | E9650300 | E9650300 | E9650300 | E9650300 | E9650300 | E9650300 | E9650300 | E9650300 | E9650300 | E9650300 | E9650300 | E9650300 | E9650300 | E9650300 | E9650300 | E9650300 | E9650300 | E9650300 | E9650300 | E9650300 | E9650300 | E9650300 | E9650300 | E9650300 | E9650300 | E9650300 | E9650300 | E9650300 | E9650300 | E9650300 | E9650300 | E9650300 | E9650300 | E9650300 | E9650300 | E9650300 | E9650300 | E9650300 | E9650300 | E9650300 | E9650300 | E9650300
| EGN9011012 | EGN9011012 | EGN9011012 | EGN9011012 | EGN9011012 | #REF! | EGN9011012 | EGN9011012 | EGN9011012 | EGN9011012 | EGN9011012 | EGN9011012 | EGN9011012 | EGN9011012 | EGN9011012 | EGN9011012 | EGN9011012 | EGN9011012 | EGN9011012 | EGN9011012 | EGN9011012 | EGN9011012 | EGN9011012 | EGN9011012 | EGN9011012 | EGN9011012 | EGN9011012 | EGN9011012 | EGN9011012 | EGN9011012 | EGN9011012 | EGN9011012 | EGN9011012 | EGN9011012 | EGN9011012 | EGN9011012 | EGN9011012 | EGN9011012 | EGN9011012 | EGN9011012 | EGN9011012 | EGN9011012 | EGN9011012 | EGN9011012 | EGN9011012 | EGN9011012 | EGN9011012 | EGN9011012
| EGN9011013 | EGN9011013 | EGN9011013 | EGN9011013 | EGN9011013 | #REF! | EGN9011013 | EGN9011013 | EGN9011013 | EGN9011013 | EGN9011013 | EGN9011013 | EGN9011013 | EGN9011013 | EGN9011013 | EGN9011013 | EGN9011013 | EGN9011013 | EGN9011013 | EGN9011013 | EGN9011013 | EGN9011013 | EGN9011013 | EGN9011013 | EGN9011013 | EGN9011013 | EGN9011013 | EGN9011013 | EGN9011013 | EGN9011013 | EGN9011013 | EGN9011013 | EGN9011013 | EGN9011013 | EGN9011013 | EGN9011013 | EGN9011013 | EGN9011013 | EGN9011013 | EGN9011013 | EGN9011013 | EGN9011013 | EGN9011013 | EGN9011013 | EGN9011013 | EGN9011013 | EGN9011013 | EGN9011013
| EGN9062001 | EGN9062001 | EGN9062001 | EGN9062001 | EGN9062001 | #REF! | EGN9062001 | EGN9062001 | EGN9062001 | EGN9062001 | EGN9062001 | EGN9062001 | EGN9062001 | EGN9062001 | EGN9062001 | EGN9062001 | EGN9062001 | EGN9062001 | EGN9062001 | EGN9062001 | EGN9062001 | EGN9062001 | EGN9062001 | EGN9062001 | EGN9062001 | EGN9062001 | EGN9062001 | EGN9062001 | EGN9062001 | EGN9062001 | EGN9062001 | EGN9062001 | EGN9062001 | EGN9062001 | EGN9062001 | EGN9063001 | EGN9062001 | EGN9062001 | EGN9063001 | EGN9063001 | EGN9063001 | EGN9063001 | EGN9063001 | EGN9062001 | EGN9062001 | EGN9063001 | EGN9063001 | EGN9063001
| EGN9011045 | EGN9011045 | EGN9011045 | EGN9011045 | EGN9011045 | #REF! | EGN9011045 | EGN9011045 | EGN9011045 | EGN9011045 | EGN9011045 | EGN9011045 | EGN9011045 | EGN9011045 | EGN9011045 | EGN9011045 | EGN9011045 | EGN9011045 | EGN9011045 | EGN9011045 | EGN9011045 | EGN9011045 | EGN9011045 | EGN9011045 | EGN9011045 | EGN9011045 | EGN9011045 | EGN9011045 | EGN9011045 | EGN9011045 | EGN9011045 | EGN9011045 | EGN9011045 | EGN9011045 | EGN9011045 | EGN9011045 | EGN9011045 | EGN9011045 | EGN9011045 | EGN9011045 | EGN9011045 | EGN9011045 | EGN9011045 | EGN9011045 | EGN9011045 | EGN9011045 | EGN9011045 | EGN9011045
Processor extension and Current transformer | Inom = 1A/5A (T11…T14/T21…T24) | Inom = 1A/5A (T11…T14/T21…T24) | Inom = 1A/5A (T11…T14/T21…T24) | Inom = 1A/5A (T11…T14/T21…T24) | Inom = 1A/5A (T11…T14/T21…T24) | Inom = 1A/5A (T11…T14/T21…T24) | Inom = 1A/5A (T11…T14/T21…T24) | Inom = 1A/5A (T11…T14/T21…T24) | Inom = 1A/5A (T11…T14/T21…T24) | Inom = 1A/5A (T11…T14/T21…T24) | Inom = 1A/5A (T11…T14/T21…T24) | Inom = 1A/5A (T11…T14/T21…T24) | Inom = 1A/5A (T11…T14/T21…T24) | Inom = 1A/5A (T11…T14/T21…T24) | Inom = 1A/5A (T11…T14/T21…T24) | Inom = 1A/5A (T11…T14/T21…T24) | Inom = 1A/5A (T11…T14/T21…T24) | Inom = 1A/5A (T11…T14/T21…T24) | Inom = 1A/5A (T11…T14/T21…T24) | Inom = 1A/5A (T11…T14/T21…T24) | Inom = 1A/5A (T11…T14/T21…T24) | Inom = 1A/5A (T11…T14/T21…T24) | Inom = 1A/5A (T11…T14/T21…T24) | Inom = 1A/5A (T11…T14/T21…T24) | Inom = 1A/5A (T11…T14/T21…T24) | Inom = 1A/5A (T11…T14/T21…T24) | Inom = 1A/5A (T11…T14/T21…T24) | Inom = 1A/5A (T11…T14/T21…T24) | Inom = 1A/5A (T11…T14/T21…T24) | Inom = 1A/5A (T11…T14/T21…T24) | Inom = 1A/5A (T11…T14/T21…T24) | Inom = 1A/5A (T11…T14/T21…T24) | Inom = 1A/5A (T11…T14/T21…T24) | Inom = 1A/5A (T11…T14/T21…T24) | Inom = 1A/5A (T11…T14/T21…T24) | Inom = 1A/5A (T11…T14/T21…T24) | Inom = 1A/5A (T11…T14/T21…T24) | Inom = 1A/5A (T11…T14/T21…T24) | Inom = 1A/5A (T11…T14/T21…T24) | Inom = 1A/5A (T11…T14/T21…T24) | Inom = 1A/5A (T11…T14/T21…T24) | Inom = 1A/5A (T11…T14/T21…T24) | Inom = 1A/5A (T11…T14/T21…T24) | Inom = 1A/5A (T11…T14/T21…T24) | Inom = 1A/5A (T11…T14/T21…T24) | Inom = 1A/5A (T11…T14/T21…T24) | Inom = 1A/5A (T11…T14/T21…T24) | Inom = 1A/5A (T11…T14/T21…T24)
[20 empty] | With DSP-Coprocessor, Inom = 1A/5A (T11…T14/T21…T24) | With DSP-Coprocessor, Inom = 1A/5A (T11…T14/T21…T24) | With DSP-Coprocessor, Inom = 1A/5A (T11…T14/T21…T24) | With DSP-Coprocessor, Inom = 1A/5A (T11…T14/T21…T24) | With DSP-Coprocessor, Inom = 1A/5A (T11…T14/T21…T24) | With DSP-Coprocessor, Inom = 1A/5A (T11…T14/T21…T24) | With DSP-Coprocessor, Inom = 1A/5A (T11…T14/T21…T24) | With DSP-Coprocessor, Inom = 1A/5A (T11…T14/T21…T24) | With DSP-Coprocessor, Inom = 1A/5A (T11…T14/T21…T24) | With DSP-Coprocessor, Inom = 1A/5A (T11…T14/T21…T24) | With DSP-Coprocessor, Inom = 1A/5A (T11…T14/T21…T24) | With DSP-Coprocessor, Inom = 1A/5A (T11…T14/T21…T24) | With DSP-Coprocessor, Inom = 1A/5A (T11…T14/T21…T24) | With DSP-Coprocessor, Inom = 1A/5A (T11…T14/T21…T24) | With DSP-Coprocessor, Inom = 1A/5A (T11…T14/T21…T24) | With DSP-Coprocessor, Inom = 1A/5A (T11…T14/T21…T24) | With DSP-Coprocessor, Inom = 1A/5A (T11…T14/T21…T24) | With DSP-Coprocessor, Inom = 1A/5A (T11…T14/T21…T24) | With DSP-Coprocessor, Inom = 1A/5A (T11…T14/T21…T24) | With DSP-Coprocessor, Inom = 1A/5A (T11…T14/T21…T24) | With DSP-Coprocessor, Inom = 1A/5A (T11…T14/T21…T24) | With DSP-Coprocessor, Inom = 1A/5A (T11…T14/T21…T24) | With DSP-Coprocessor, Inom = 1A/5A (T11…T14/T21…T24) | With DSP-Coprocessor, Inom = 1A/5A (T11…T14/T21…T24) | With DSP-Coprocessor, Inom = 1A/5A (T11…T14/T21…T24) | With DSP-Coprocessor, Inom = 1A/5A (T11…T14/T21…T24) | With DSP-Coprocessor, Inom = 1A/5A (T11…T14/T21…T24) | With DSP-Coprocessor, Inom = 1A/5A (T11…T14/T21…T24) | With DSP-Coprocessor, Inom = 1A/5A (T11…T14/T21…T24)
| 9 | 9 | 9 | 9 | 9 | 9 | 9 | 9 | 9 | 9 | 9 | 9 | 9 | 9 | 9 | 9 | 9 | 9 | 9 | 9 | 9 | 9 | 9 | 9 | 9 | 9 | 9 | 9 | 9 | 9 | 9 | 9 | 9 | 9 | 9 | 9 | 9 | 9 | 9 | 9 | 9 | 9 | 9 | 9 | 9 | 9 | 9 | 9
| 9 | 9 | 9 | 9 | 9 | 9 | 9 | 9 | 9 | 9 | 9 | 9 | 9 | 9 | 9 | 9 | 9 | 9 | 9 | 8 | 8 | 8 | 8 | 8 | 8 | 8 | 8 | 8 | 8 | 8 | 8 | 8 | 8 | 8 | 8 | 8 | 8 | 8 | 8 | 8 | 8 | 8 | 8 | 8 | 8 | 8 | 8 | 8
| E9651472 | E9651472 | E9651472 | E9651472 | E9651472 | E9651472 | E9651472 | E9651472 | E9651472 | E9651472 | E9651472 | E9651472 | E9651472 | E9651472 | E9651472 | E9651472 | E9651472 | E9651472 | E9651472 | E9651472 | E9651472 | E9651472 | E9651472 | E9651472 | E9651472 | E9651472 | E9651472 | E9651472 | E9651472 | E9651472 | E9651472 | E9651472 | E9651472 | E9651472 | E9651472 | E9651472 | E9651472 | E9651472 | E9651472 | E9651472 | E9651472 | E9651472 | E9651472 | E9651472 | E9651472 | E9651472 | E9651472 | E9651472
| Processor 33Mhz | Processor 33Mhz | Processor 33Mhz | Processor 33Mhz | Processor 33Mhz | Processor 33Mhz | Processor 33Mhz | Processor 33Mhz | Processor 33Mhz | Processor 33Mhz | Processor 33Mhz | Processor 33Mhz | Processor 33Mhz | Processor 33Mhz | Processor 33Mhz | Processor 33Mhz | Processor 33Mhz | Processor 33Mhz | Processor 33Mhz | Processor 33Mhz | Processor 33Mhz | Processor 33Mhz | Processor 33Mhz | Processor 33Mhz | Processor 33Mhz | Processor 33Mhz | Processor 33Mhz | Processor 33Mhz | Processor 33Mhz | Processor 33Mhz | Processor 33Mhz | Processor 33Mhz | Processor 33Mhz | Processor 33Mhz | Processor 33Mhz | Processor 33Mhz | Processor 33Mhz | Processor 33Mhz | Processor 33Mhz | Processor 33Mhz | Processor 33Mhz | Processor 33Mhz | Processor 33Mhz | Processor 33Mhz | Processor 33Mhz | Processor 33Mhz | Processor 33Mhz | Processor 33Mhz
| E9650564 | E9650564 | E9650564 | E9650564 | E9650564 | E9650564 | E9650564 | E9650564 | E9650564 | E9650564 | E9650564 | E9650564 | E9650564 | E9650564 | E9650564 | E9650564 | E9650564 | E9650564 | E9650564 | E9650564 | E9650564 | E9650564 | E9650564 | E9650564 | E9650564 | E9650564 | E9650564 | E9650564 | E9650564 | E9651367 | E9651367 | E9651367 | E9651367 | E9650564 | E9651367 | E9651367 | E9650564 | E9651367 | E9651367 | E9651367 | E9651367 | E9651367 | E9651367 | E9650564 | E9651367 | E9651367 | E9651367 | E9651367
| E9650551 | E9650551 | E9650551 | E9650551 | E9650551 | E9650551 | E9650551 | E9650551 | E9650551 | E9650551 | E9650551 | E9650551 | E9650551 | E9650551 | E9650551 | E9650551 | E9650551 | E9650551 | E9650551 | E9650551 | E9650551 | E9650551 | E9650551 | E9650551 | E9650551 | E9650551 | E9650551 | E9650551 | E9650551 | E9651914 | E9651914 | E9651914 | E9651914 | E9650551 | E9651914 | E9651914 | E9650551 | E9651914 | E9651914 | E9651914 | E9651914 | E9651914 | E9651914 | E9650551 | E9651914 | E9651914 | E9651914 | E9651914
| E9650564 | E9650564 | E9650564 | E9650564 | E9650564 | E9650564 | E9650564 | E9650564 | E9650564 | E9650564 | E9650564 | E9650564 | E9650564 | E9650564 | E9650564 | E9650564 | E9650564 | E9650564 | E9650564 | E9650564 | E9650564 | E9650564 | E9650564 | E9650564 | E9650564 | E9650564 | E9650564 | E9650564 | E9650564 | E9651908 | E9651908 | E9651908 | E9651908 | E9650564 | E9651908 | E9651908 | E9650564 | E9651908 | E9651908 | E9651908 | E9651908 | E9651908 | E9651908 | E9650564 | E9651908 | E9651908 | E9651908 | E9651908
| E9650741 | E9650741 | E9650741 | E9650741 | E9650741 | E9650741 | E9650741 | E9650741 | E9650741 | E9650741 | E9650741 | E9650741 | E9650741 | E9650741 | E9650741 | E9650741 | E9650741 | E9650741 | E9650741 | E9650741 | E9650741 | E9650741 | E9650741 | E9650741 | E9650741 | E9650741 | E9650741 | E9650741 | E9650741 | E9651366 | E9651366 | E9651366 | E9651366 | E9650741 | E9651366 | E9651366 | E9650741 | E9651366 | E9651366 | E9651366 | E9651366 | E9651366 | E9651366 | E9650741 | E9651366 | E9651366 | E9651366 | E9651366
Extra Power Supply Option | 9 | 9 | 9 | 9 | 9 | 9 | 9 | 9 | 9 | 9 | 9 | 9 | 9 | 9 | 9 | 9 | 9 | 9 | 9 | 9 | 9 | 9 | 9 | 9 | 9 | 9 | 9 | 9 | 9 | 9 | 9 | 9 | C | 9 | 9 | C | 9 | 9 | C | C | C | C | C | 9 | 9 | C | C | C
| 9 | 9 | 9 | 9 | 9 | 9 | 9 | 9 | 9 | 9 | 9 | 9 | 9 | 9 | 9 | 9 | 9 | 9 | 9 | 9 | 9 | 9 | 9 | 9 | 9 | 9 | 9 | 9 | 9 | 9 | 9 | 9 | D | 9 | 9 | D | 9 | 9 | D | D | D | D | D | 9 | 9 | D | D | D