## Cortec
Форма заказа | [9 empty] | MiCOM P633
Готовая к использованию конфигурация
Дифференциальная защита с тремя токовыми плечами | P633 |  |  |  | 9 | 1
Базовая комплектация:
В корпусе 40TE, разъемы под фастон |  | 3 | [7 empty] | -4xx
В корпусе 84TE, разъемы тпод фастон |  | 7 | [7 empty] | -4xx
В корпусе 84TE, разъемы под винт |  | 8 | [7 empty] | -4xx
4 входа и 8 выходных реле
и 6 функциональных клавиш
Тип установки терминала и тип дисплея:
Выносной монтаж, местная панель управления с текстовым дисплеем |  |  | 3
Встроеный монтаж, местная панель управления с текстовым дисплеем |  |  | 4
Выносной монтаж со съемным ЧМЭ |  |  | 7
Встроеный монтаж со съемным ЧМЭ |  |  | 9
Цепи тока и расширение процессора :
С DSP-Coprocessor, Inom = 1A/5A (T11…T14/T21…24)2) 12) |  |  |  | 8
Без DSP-Coprocessor, Inom = 1A/5A (T11…T14/T21…24)2) |  |  |  | 9
Inom = 1A / 5A (T31...T34) 2) |  |  |  |  | 9
Цепи напряжения:
Vnom = 50…130 V (1 pole) | [5 empty] | 1
Дополнительные платы расширения :
Без платы расширения | [6 empty] | 0
С 1 модулем (доп. 6 дискретных входов и 8 выходных реле) 5) | [6 empty] | 1
С 2 модулями (доп.12 дискретных входов и 16 выходных реле) 5) | [6 empty] | 2
С 1 модулем (доп. 6 дискретных входов и 8 выходных реле) (2-pole)) | [6 empty] | 5
для управления до 3х распределительных устройств
С 1 модулем (доп. 6 дискретных входов и 6 выходных реле) (2-pole)) 5) | [6 empty] | 8
для управления до 3х распределительных устройств
С 1 модулем (доп. 6 дискретных входов и 8 выходных реле)
Напряжение питания, дополнительные выходные реле на плате питания:
VA,nom = 24 … 60 VDC | [7 empty] | E
VA,nom = 60 ... 250 VDC / 100 ... 230 VAC | [7 empty] | F
VA,nom = 24 … 60 VDC и 6 выходных реле | [7 empty] | G
VA,nom = 60 ... 250 VDC / 100 ... 230 VAC и 6 выходных реле | [7 empty] | H
VA,nom = 24 … 60 VDC и 4 сильноточных контакта | [7 empty] | L
VA,nom = 60 ... 250 VDC / 100 ... 230 VAC и 4 сильноточных контакта | [7 empty] | M
Дополнительные платы расширения :
Без платы расширения | [8 empty] | 0
Transient Ground Module | [8 empty] | 1
Analogue Module | [8 empty] | 2
Transient Ground Module and Analogue Module | [8 empty] | 3
Плата расширения с аналоговыми входами 5) | [8 empty] | 2
Плата расширения с 24 дискретными входами 5) | [8 empty] | 4
Плата расширения с 24 дискретными входами и аналоговыми входами 5) | [8 empty] | 6
Напряжение срабатывания входов:
>18 V (по умолчанию) |  | По умолчанию
>90 V (60 ... 70% of VA,nom = 125 ... 150 V) 8) | [10 empty] | -461
>155 V (60 ... 70% of VA,nom = 220 ... 250 V) 8) | [10 empty] | -462
>73 V (67% of VA,nom = 110 V) 8) | [10 empty] | -463
>146 V (67% of VA,nom = 220 V) 8) | [10 empty] | -464
Связь / информационный интерфейс :
Без SCADA коммуникационного интерфейса |  | По умолчанию
Протокол может быть переключаемым, между: 18) | [11 empty] | -9 | 2
IEC 60870-101/-103, Modbus, DNP3, Courier
плата IRIG-B для синхронизации по времени
и 2-ой интерфейс (RS485, IEC 60870-5-103)
Для связи используется RS485 по витой паре | [13 empty] | 1
Для связи используется пластиковое оптоволокно (FSMA connector) | [13 empty] | 2
Для связи используется стекло-оптоволокно (ST connector) | [13 empty] | 4
Протокол: IEC61850, одноканальное соединение 18) | [11 empty] | -9 | 4
Для связи используется 100 Mbit/s Ethernet, стекло-оптоволокно SC по витой паре RJ45 и 2-ой задний порт (RS485, IEC 60870-5-103) | [13 empty] | 6
и 2-ой интерфейс (RS485, IEC 60870-5-103)
Для связи используется 100 Mbit/s Ethernet, стекло-оптоволокно SТ по витой паре RJ45 и 2-ой задний порт (RS485, IEC 60870-5-103) | [13 empty] | 7
и 2-ой интерфейс (RS485, IEC 60870-5-103)
Протокол IEC61850, избыточная связь 21) | [11 empty] | -9 | 8
Для связи используется 100 MBit/s Ethernet, стекло-оптоволокно ST, SHP | [13 empty] | 1
плата IRIG-B для синхронизации времени
и 2-ой интерфейс (RS485, IEC 60870-5-103)
Для связи используется MBit/s MHz Ethernet, стекло-оптоволокно ST, RSTP | [13 empty] | 2
плата IRIG-B для синхронизации по времени
и 2-ой интерфейс (RS485, IEC 60870-5-103)
Для связи используется 100 MBit/s Ethernet, стекло-оптоволокно ST, двойное подключение | [13 empty] | 3
плата IRIG-B для синхронизации по времени
и 2-ой интерфейс (RS485, IEC 60870-5-103)
Язык:
Английский (Немецкий) 4) |  | По умолчанию
Px40 Английский (Английский) 4) |  | Не доступен - только по заказу | [12 empty] | -800
Немецкий (Английский) 4) | [14 empty] | -801
Французский (Английский) 4) |  | Не доступен - только по заказу | [12 empty] | -802
Испанский (Английский) 4) |  | Не доступен - только по заказу | [12 empty] | -803
Польский (Английский) 4) |  | Не доступен - только по заказу | [12 empty] | -804
Русский (Английский) |  | Не доступен - только по заказу | [12 empty] | -805
2) Переключаемые параметры в меню терминала, параметры по умолчанию подчеркнуты
4) Второй язык интерфейса указан в скобках
5) Только для версии 84Е
7) Поддержка кириллицы
8) Стандратные диапазоны срабатывания входов
12) Для контроля цепей тока требуется DSP-сопроцессор
18) Опция связь интерфейс необходима для опции контроля
21) IEC 61850 избыточное соединение с опциями питания только от E до M

## Configurator
To enable only current variants to be offered, please specify ACTUAL or REQUIRED delivery date here
2007-11-14
Форма заказа | [12 empty] | MiCOM P633
Готовые к использованию конфигурации
1 - 4 |  | 5 | 6 | 7 | 8 | 9 | 10 | 11 | 12 13 |  |  |  | 14 | 15 | 16 | 17 | 18
P633 |  | 7 | 4 | 9 | 1 | 2 | 9 | 4 | PM |  |  |  | 0 | 2 | E | 0 | 5
PCS VARIANT P633 |  | 7 | 4 |  |  | 2 | 9 | 4 | G | H | K | P | 0 | 2 | 0 | 0 | 5
Three Winding Transformer Differential Protection with Ground Differential | P633- | 7 | 4 | 9 | 91 | 2 | 9 | 4 | -307 | -408 | -611 | -716 |  | -462 | -921 |  | -805
Идентификационный код устройства в SAP |  | 5: E6337491294PM02E05
Версия аппаратного и программного обеспечения | bar: 5 to 7; 9 to 12 13
Базовая комплектация: | bar: 5 to 7; 9 to 12 13
7
Тип установки терминала и тип дисплея: | bar: 5 to 7; 9 to 12 13
4
Цепи тока и расширение процессора : | bar: 5 to 7; 9 to 12 13
9
Inom = 1A/5A (T31…T34) | bar: 9 to 12 13
Vnom = 50 … 130 V (1 pole) | bar: 9 to 12 13
Дополнительные платы расширения : | bar: 9 to 12 13
2
Напряжение питания, дополнительные выходные реле на плате питания:
9
Дополнительные платы расширения :
4
Hardware Issue (Date dependent) | bar: 5 to 12 13
Connection diagram | bar: 5 to 12 13
Software Issue - Major (Date dependent) | bar: 5 to 12 13
Software Issue - Minor (Date dependent) | bar: 5 to 12 13
Настройки пользователя
0
Напряжение срабатывания входов:
2
С коммуникационным/информационным интерфейсом:
… |  | 5: -921
Inter-MiCOM Interfaces
0
Язык:
5

## Master Text
P633-74991294-307-408-611-716-462-921 -805
Three Winding Transformer Differential Protection with Ground Differential
Базовая комплектация:
В корпусе 84TE, разъемы тпод фастон
Тип установки терминала и тип дисплея:
Встроеный монтаж, местная панель управления с текстовым дисплеем
Цепи тока и расширение процессора :
Без DSP-Coprocessor, Inom = 1A/5A (T11…T14/T21…24), 1A/5A (T31…T34)
Цепи напряжения:
Vnom = 50…130V (1 pole)
Дополнительные платы расширения :
С 2 модулями (доп.12 дискретных входов и 16 выходных реле) 5)
Напряжение питания, дополнительные выходные реле на плате питания:
VA,nom = 48 ... 250 VDC / 100 ... 230 VAC и 6 выходных реле
Дополнительные платы расширения :
Плата расширения с 24 дискретными входами
Настройки пользователя
Standard Version
Напряжение срабатывания входов:
>155 V (60 ... 70% of VA,nom = 220 ... 250 V)
С коммуникационным/информационным интерфейсом:
Протокол для переключения между: IEC 60870-5-101/-103, Modbus, DNP3, Courier и плата IRIG-B для синхронизации по времени и 2ой задний порт связи связи (RS485, IEC 60870-5-103) порт RS485 (изолированный)
Язык:
Русский (Английский)

## Tendering
|  | 1 | 2 | 3 | 4 | 5 | 6 | 7 | 8 | 9 | 10 | 11 | 12 | 13 | 14 | 15 | 16 | 17 | 18 | 19 | 19
Cortec Landing cell : | P6338781094QK03000 | P | 6 | 3 | 3 | 8 | 7 | 8 | 1 | 0 | 9 | 4 | Q | K | 0 | 3 | 0 | 0 | 0
Configurator feedback : | P6337491294PM02E05 | P | 6 | 3 | 3 | 7 | 4 | 9 | 1 | 2 | 9 | 4 | P | M | 0 | 2 | E | 0 | 5 | double digit in same row
0
Cortec digit control 1 | [20 empty] | 5 | bar: 1
Cortec digit control 2 |  | 2: 6 |  | 6
Cortec digit control 3 |  | 3: 3 |  | 7
Cortec digit control 4 |  | 4: 3 |  | 8
$B$18 | 2 | 5: 7 |  | 9
$B$23 | 2 | 6: 4 |  | 10
$B$33 | 2 | 7: 9; 8: 1 |  | 11
$B$37 | 3 | 9: 2 |  | 12
$B$44 | 4 | 10: 9 |  | 13
$B$54 | 3 | 11: 4 |  | 14
$B$1 | 15 | [19 empty] | 15 | bar: 12 to 13
$B$70 | 1 | 14: 0 |  | 16
$B$75 | 3 | 15: 2 |  | 17
$B$60 | 2 | [19 empty] | 18 | bar: 16
$B$65 | 1 | [19 empty] | 19
$B$82 | 1 | 17: 0 |  | 20
$B$88 | 7 | 18: 5 |  | 21
$B$97 | 1 | [19 empty] | 22
$B$106 | 1 | [19 empty] | 23
0
0
0
0
0
0
0

## Codes (hidden)
9GHKP |  | 2007-11-14 | 2001-11-19 | 2001-12-01 | 2002-01-01 | 2002-02-07 | 2002-05-24 | 2002-08-12 | 2002-08-23 | 2002-12-20 | 2003-04-01 | 2003-05-28 | 2004-02-02 | 2004-09-22 | 2005-11-01 | 2006-07-31 | 2006-10-16 | 2007-01-30 | 2007-02-12 | 2007-06-06 | 2007-07-12 | 2007-09-14 | 2007-11-12 | 2007-11-13 | 2007-11-14 | 2008-02-21 | 2008-10-18 | 2008-10-19 | 2008-10-20 | 2009-02-12 | 2009-02-13 | 2009-02-14 | 2009-03-31 | 2009-09-21 | 2009-10-21 | 2010-05-26 | 2010-05-27 | 2010-06-01 | 2011-03-14 | 2011-03-15 | 2012-03-15 | 2012-04-17 | 2012-04-18 | 2013-08-13 | 2013-11-19 | 2014-04-01 | 2014-06-15 | 2014-06-16 | 2014-10-02 | 2015-01-21
| *BA** | ** | 9A1** | 9A1** | 9A1** | 9B1** | 9B1** | 9B1** | 9BA** | 9BA** | 9BA** | 9BA** | 9BA** | 9BA** | *BA** | *BA** | *BA** | *BA** | *BA** | *BA** | *BA** | *BA** | *BA** | *BA** | *BA** | *BA** | *BA** | *BA** | *BA** | *BA** | *BA** | *BA** | *BA** | *BA** | *BA** | *BA** | *BA** | *BA** | 8**** | 8**** | 8**** | 8**** | 8**** | 9**** | 8**** | 9**** | 8**** | 9**** | 9**** | 9**** | 1
| 8GGKP | PL | 9A1A | 9A1AA | 9A1AD | 9B1B | 9B1BE | 9B1BF | 9BABF | 9BABF | 9BACG | 9BACH | 9BACH | 9BACH | 8DDF | 8EDJJ | 8EDJL | 8EDJL | 8EDJL | 8FGK | 8FGKO | 8FGKP | 8GGK | 8GGKO | 8GGKP | 8GGKP | 8FGKQ | 8GGKQ | 8GGKQ | 8FGKS | 8GGKS | 8GGKQ | 8GGKQ | 8GGKQ | 8GGKQ | 8FGKS | 8GGKS | 8GGKQ | 8GGKQ | 8GGKQ | 8IME | 8HJVA | 8IMEA | 9JMA | 8IMF | 9JMAA | 8IMFZ | 9JMAB | 9JMAC | 9JMB | 2 | Latest = 'RN'
| 8GHKP | PM | 9A2** | 9A2** | 9A2** | 9B2** | 9B2** | 9B2** | 9BB** | 9BAC | 9BB** | 9BB** | 9BACI | 9BACI | 8DEF | 8EEJJ | 8EEJL | 8EEJL | 8EEJL | 8FHK | 8FHKO | 8FHKP | 8GHK | 8GHKO | 8GHKP | 8GHKP | 8FHKQ | 8GHKQ | 8GHKQ | 8FHKS | 8GHKS | 8GHKQ | 8GHKQ | 8GHKQ | 8GHKQ | 8FHKS | 8GHKS | 8GHKQ | 8GHKQ | 8GHKQ | 8INE | 8HKVA | 8INEA | 9JNA | 8INF | 9JNAA | 8INFZ | 9JNAB | 9JNAC | 9JNB | 3
| 8GIKP | PN | 9A2A | 9A2AA | 9A2AD | 9B2B | 9B2BE | 9B2BF | 9BBBF | 9BB** | 9BBCG | 9BBCH | 9BB** | 9BB** | 8DFF | 8EFJJ | 8EFJL | 8EFJL | 8EFJL | 8FIK | 8FIKO | 8FIKP | 8GIK | 8GIKO | 8GIKP | 8GIKP | 8FIKQ | 8GIKQ | 8GIKQ | 8FIKS | 8GIKS | 8GIKQ | 8GIKQ | 8GIKQ | 8GIKQ | 8FIKS | 8GIKS | 8GIKQ | 8GIKQ | 8GIKQ | 8IOE | 8HLVA | 8IOEA | 9JOA | 8IOF | 9JOAA | 8IOFZ | 9JOAB | 9JOAC | 9JOB | 4
| 9BA** | ** |  |  |  | 9B3** | 9B3** | 9B3** | 9BC** | 9BBBF | 9BC** | 9BC** | 9BBCH | 9BBCH | 9BA** | 9BA** | 9BA** | 9BA** | 9BA** | 9BA** | 9BA** | 9BA** | 9BA** | 9BA** | 9BA** | 8HJQ | 9BA** | 9BA** | 8HJQR | 9BA** | 9BA** | 8HJQR | 8HJQR | 8HJQR | 8HJQR | 9BA** | 9BA** | 8HJQR | 8HJQR | 8HJQR | 9**** | 9**** | 9**** |  | 9**** |  | 9**** |  |  |  | 5
| 9BACH | MK |  |  |  | 9B3B | 9B3BE | 9B3BF | 9BCBF | 9BBC | 9BCCG | 9BCCH | 9BBCI | 9BBCI | 9BACH | 9BACH | 9BACH | 9BACH | 9BACH | 9BACH | 9BACH | 9BACH | 9BACH | 9BACH | 9BACH | 8HKQ | 9BACH | 9BACH | 8HKQR | 9BACH | 9BACH | 8HKQR | 8HKQR | 8HKQR | 8HKQR | 9BACH | 9BACH | 8HKQR | 8HJV | 8HJE | 9IME | 9HJVA | 9IMEA |  | 9IMF |  | 9IMFZ |  |  |  | 6
| 9BACI | MN | [7 empty] | 9BC** |  |  | 9BC** | 9BC** | 9BACI | 9BACI | 9BACI | 9BACI | 9BACI | 9BACI | 9BACI | 9BACI | 9BACI | 9BACI | 9BACI | 8HLQ | 9BACI | 9BACI | 8HLQR | 9BACI | 9BACI | 8HLQR | 8HLQR | 8HLQR | 8HLQR | 9BACI | 9BACI | 8HLQR | 8HKQR | 8HKQR | 9INE | 9HKVA | 9INEA |  | 9INF |  | 9INFZ |  |  |  | 7
| 9BB** | ** | [7 empty] | 9BCBF |  |  | 9BCCH | 9BCCH | 9BB** | 9BB** | 9BB** | 9BB** | 9BB** | 9BB** | 9BB** | 9BB** | 9BB** | 9BB** | 9BB** | 9BA** | 9BB** | 9BB** | 9BA** | 9BB** | 9BB** | 9BA** | 9BA** | 9BA** | 9BA** | 9BB** | 9BB** | 9BA** | 8HKV | 8HKE | 9IOE | 9HLVA | 9IOEA |  | 9IOF |  | 9IOFZ |  |  |  | 8
| 9BBCH | ML | [7 empty] | 9BCC |  |  | 9BCCI | 9BCCI | 9BBCH | 9BBCH | 9BBCH | 9BBCH | 9BBCH | 9BBCH | 9BBCH | 9BBCH | 9BBCH | 9BBCH | 9BBCH | 9BACH | 9BBCH | 9BBCH | 9BACH | 9BBCH | 9BBCH | 9BACH | 9BACH | 9BACH | 9BACU | 9BBCH | 9BBCH | 9BACU | 8HLQR | 8HLQR | [10 empty] | 9
| 9BBCI | MP | [11 empty] | 9CDE | 9BBCI | 9BBCI | 9BBCI | 9BBCI | 9BBCI | 9BBCI | 9BBCI | 9BBCI | 9BBCI | 9BBCI | 9BBCI | 9BACI | 9BBCI | 9BBCI | 9BACI | 9BBCI | 9BBCI | 9BACI | 9BACI | 9BACI | 9BB** | 9BBCI | 9BBCI | 9BB** | 8HLV | 8HLE | [10 empty] | 10
| 9BC** | ** | [11 empty] | 9CEE | 9BC** | 9BC** | 9BC** | 9BC** | 9BC** | 9BC** | 9BC** | 9BC** | 9BC** | 9BC** | 9BC** | 9BB** | 9BC** | 9BC** | 9BB** | 9BC** | 9BC** | 9BB** | 9BB** | 9BB** | 9BBCU | 9BC** | 9BC** | 9BBCU | 9**** | 9**** | [10 empty] | 11
| 9BCCH | MM | [11 empty] | 9CFE | 9BCCH | 9BCCH | 9BCCH | 9BCCH | 9BCCH | 9BCCH | 9BCCH | 9BCCH | 9BCCH | 9BCCH | 9BCCH | 9BBCH | 9BCCH | 9BCCH | 9BBCH | 9BCCH | 9BCCH | 9BBCH | 9BBCH | 9BBCH | 9BC** | 9BCCH | 9BCCH | 9BC** | 9GGKQ | 9GGKQ | [10 empty] | 12
| 9BCCI | MQ | [12 empty] | 9BCCI | 9BCCI | 9BCCI | 9BCCI | 9BCCI | 9BCCI | 9BCCI | 9BCCI | 9BCCI | 9BCCI | 9BCCI | 9BBCI | 9BCCI | 9BCCI | 9BBCI | 9BCCI | 9BCCI | 9BBCI | 9BBCI | 9BBCI | 9BCCU | 9BCCI | 9BCCI | 9BCCU | 9GHKQ | 9GHKQ | [10 empty] | 13
| 9GGKP | PL | [12 empty] | 9DDF | 9EDJJ | 9EDJL | 9EDJL | 9EDJL | 9FGK | 9FGKO | 9FGKP | 9GGK | 9GGKO | 9GGKP | 9BC** | 9FGKQ | 9GGKQ | 9BC** | 9FGKS | 9GGKS | 9BC** | 9BC** | 9BC** | 9GGKQ | 9FGKV | 9GGKV | 9GGKQ | 9GIKQ | 9GIKQ | [10 empty] | 14
| 9GHKP | PM | [12 empty] | 9DEF | 9EEJJ | 9EEJL | 9EEJL | 9EEJL | 9FHK | 9FHKO | 9FHKP | 9GHK | 9GHKO | 9GHKP | 9BCCH | 9FHKQ | 9GHKQ | 9BCCH | 9FHKS | 9GHKS | 9BCCH | 9BCCH | 9BCCH | 9GHKQ | 9FHKV | 9GHKV | 9GHKQ | 9HJQR | 9HJQR | [10 empty] | 15
| 9GIKP | PN | [12 empty] | 9DFF | 9EFJJ | 9EFJL | 9EFJL | 9EFJL | 9FIK | 9FIKO | 9FIKP | 9GIK | 9GIKO | 9GIKP | 9BCCI | 9FIKQ | 9GIKQ | 9BCCI | 9FIKS | 9GIKS | 9BCCI | 9BCCI | 9BCCI | 9GIKQ | 9FIKV | 9GIKV | 9GIKQ | 9HJV | 9HJE | [10 empty] | 16
| 9EDJN | NS | [15 empty] | 9EDJM | 9EDJN | 9EDJN | 9EDJN | 9EDJN | 9EDJN | 9EDJN | 9EDJN | 9GGKP | 9EDJN | 9EDJN | 9GGKQ | 9EDJN | 9EDJN | 9GGKQ | 9GGKQ | 9GGKQ | 8HJRT | 9EDJN | 9EDJN | 8HJRT | 9HKQR | 9HKQR | [10 empty] | 17
| 9EEJN | NT | [15 empty] | 9EEJM | 9EEJN | 9EEJN | 9EEJN | 9EEJN | 9EEJN | 9EEJN | 9EEJN | 9GHKP | 9EEJN | 9EEJN | 9GHKQ | 9EEJN | 9EEJN | 9GHKQ | 9GHKQ | 9GHKQ | 8HKRT | 9EEJN | 9EEJN | 8HKRT | 9HKV | 9HKE | [10 empty] | 18
| 9EFJN | NU | [15 empty] | 9EFJM | 9EFJN | 9EFJN | 9EFJN | 9EFJN | 9EFJN | 9EFJN | 9EFJN | 9GIKP | 9EFJN | 9EFJN | 9GIKQ | 9EFJN | 9EFJN | 9GIKQ | 9GIKQ | 9GIKQ | 8HLRT | 9EFJN | 9EFJN | 8HLRT | 9HLQR | 9HLQR | [10 empty] | 19
| 8EDJN | NS | [15 empty] | 8EDJM | 8EDJN | 8EDJN | 8EDJN | 8EDJN | 8EDJN | 8EDJN | 8EDJN | 9EDJN | 8EDJN | 8EDJN | 9EDJN | 8EDJN | 8EDJN | 9EDJN | 8HJR | 8HJRT | 9HJRT | 8EDJN | 8EDJN | 9HJRT | 9HLV | 9HLE | [10 empty] | 20
| 8EEJN | NT | [15 empty] | 8EEJM | 8EEJN | 8EEJN | 8EEJN | 8EEJN | 8EEJN | 8EEJN | 8EEJN | 9EEJN | 8EEJN | 8EEJN | 9EEJN | 8EEJN | 8EEJN | 9EEJN | 8HKR | 8HKRT | 9HKRT | 8EEJN | 8EEJN | 9HKRT | 8HJRT | 9HJV | [10 empty] | 21
| 8EFJN | NU | [15 empty] | 8EFJM | 8EFJN | 8EFJN | 8EFJN | 8EFJN | 8EFJN | 8EFJN | 8EFJN | 9EFJN | 8EFJN | 8EFJN | 9EFJN | 8EFJN | 8EFJN | 9EFJN | 8HLR | 8HLRT | 9HLRT | 8EFJN | 8EFJN | 9HLRT | 8HKRT | 9HKV | [10 empty] | 22
[26 empty] | 8EDJN |  |  | 8EDJN |  |  | 8EDJN | 9HJR | 9HJRT | 9GIQ |  |  | 9GIQ | 8HLRT | 9HLV | [10 empty] | 23
[26 empty] | 8EEJN |  |  | 8EEJN |  |  | 8EEJN | 9HKR | 9HKRT | 9HJQR |  |  | 9HJQR | 9HJRT | 8HJRT | [10 empty] | 24
[26 empty] | 8EFJN |  |  | 8EFJN |  |  | 8EFJN | 9HLR | 9HLRT | 9HKQR |  |  | 9HKQR | 9HKRT | 8HKRT | [10 empty] | 25
[26 empty] | 9HJQ |  |  | 9GIQ |  |  | 9GIQ | 9GIQ | 9GIQ | 9HLQR |  |  | 9HLQR | 9HLRT | 8HLRT | [10 empty] | 26
[26 empty] | 9HKQ |  |  | 9HJQR |  |  | 9HJQR | 9HJQR | 9HJQR | [5 empty] | 9HJRT | [10 empty] | 27
[26 empty] | 9HLQ |  |  | 9HKQR |  |  | 9HKQR | 9HKQR | 9HKQR | [5 empty] | 9HKRT | [10 empty] | 28
[29 empty] | 9HLQR |  |  | 9HLQR | 9HLQR | 9HLQR | [5 empty] | 9HLRT | [10 empty] | 29
30
31
32
33
|  |  | ** | ** | ** | ** | ** | ** | ** | ** | ** | ** | ** | ** | ** | ** | ** | ** | ** | ** | ** | ** | ** | ** | ** | ** | ** | ** | ** | ** | ** | ** | ** | ** | ** | ** | ** | ** | ** | ** | ** | ** | ** | ** | ** | ** | ** | ** | ** | ** | 1
|  |  | ZN | ZQ | ZS | ZU | ZX | ZK | MA | MA | MG | MK | MK | MK | NB | NH | NL | NL | NL | NV | NY | PB | PE | PH | PL | PL | PS | PV | PV | QH | QE | PV | PV | PV | PV | QH | QE | PV | PV | PV | RE | RH | RL | XA | RP | XD | RS | XG | XK | XN | 2
|  |  | ** | ** | ** | ** | ** | ** | ** | MD | ** | ** | MN | MN | NC | NJ | NM | NM | NM | NW | NZ | PC | PF | PJ | PM | PM | PT | PW | PW | QC | QF | PW | PW | PW | PW | QC | QF | PW | PW | PW | RF | RJ | RM | XB | RQ | XE | RT | XH | XL | XP | 3
|  |  | ZP | ZR | ZT | ZV | ZY | ZL | MB | ** | MH | ML | ** | ** | ND | NK | NN | NN | NN | NX | PA | PD | PG | PK | PN | PN | PU | PX | PX | QD | QG | PX | PX | PX | PX | QD | QG | PX | PX | PX | RG | RK | RN | XC | RR | XF | RU | XJ | XM | XQ | 4
[6 empty] | ** | ** | ** | ** | MB | ** | ** | ML | ML | ** | ** | ** | ** | ** | ** | ** | ** | ** | ** | ** | PP | ** | ** | PY | ** | ** | PY | PY | PY | PY | ** | ** | PY | PY | PY | ** | ** | ** |  | ** |  | ** |  |  |  | 5
[6 empty] | ZW | ZZ | ZM | MC | ME | MJ | MM | MP | MP | MK | MK | MK | MK | MK | MK | MK | MK | MK | MK | MK | PQ | MK | MK | PZ | MK | MK | PZ | PZ | PZ | PZ | MK | MK | PZ | QY | RB | RE | RH | RL |  | RP |  | RS |  |  |  | 6
[10 empty] | ** |  |  | ** | ** | MN | MN | MN | MN | MN | MN | MN | MN | MN | MN | MN | PR | MN | MN | QA | MN | MN | QA | QA | QA | QA | MN | MN | QA | PZ | PZ | RF | RJ | RM |  | RQ |  | RT |  |  |  | 7
[10 empty] | MC |  |  | MM | MM | ** | ** | ** | ** | ** | ** | ** | ** | ** | ** | ** | ** | ** | ** | ** | ** | ** | ** | ** | ** | ** | ** | ** | ** | QZ | RC | RG | RK | RN |  | RR |  | RU |  |  |  | 8
[10 empty] | MF |  |  | MQ | MQ | ML | ML | ML | ML | ML | ML | ML | ML | ML | ML | ML | MK | ML | ML | MK | ML | ML | MK | MK | MK | QP | ML | ML | QP | QA | QA | [10 empty] | 9
[14 empty] | MY | MP | MP | MP | MP | MP | MP | MP | MP | MP | MP | MP | MN | MP | MP | MN | MP | MP | MN | MN | MN | ** | MP | MP | ** | RA | RD | [10 empty] | 10
[14 empty] | MZ | ** | ** | ** | ** | ** | ** | ** | ** | ** | ** | ** | ** | ** | ** | ** | ** | ** | ** | ** | ** | QQ | ** | ** | QQ | ** | ** | [10 empty] | 11
[14 empty] | NA | MM | MM | MM | MM | MM | MM | MM | MM | MM | MM | MM | ML | MM | MM | ML | MM | MM | ML | ML | ML | ** | MM | MM | ** | PV | PV | [10 empty] | 12
[15 empty] | MQ | MQ | MQ | MQ | MQ | MQ | MQ | MQ | MQ | MQ | MQ | MP | MQ | MQ | MP | MQ | MQ | MP | MP | MP | QR | MQ | MQ | QR | PW | PW | [10 empty] | 13
[15 empty] | NE | NH | NL | NL | NL | NV | NY | PB | PE | PH | PL | ** | PS | PV | ** | QH | QE | ** | ** | ** | PV | QS | QV | PV | PX | PX | [10 empty] | 14
[15 empty] | NF | NJ | NM | NM | NM | NW | NZ | PC | PF | PJ | PM | MM | PT | PW | MM | QC | QF | MM | MM | MM | PW | QT | QW | PW | PY | PY | [10 empty] | 15
[15 empty] | NG | NK | NN | NN | NN | NX | PA | PD | PG | PK | PN | MQ | PU | PX | MQ | QD | QG | MQ | MQ | MQ | PX | QU | QX | PX | QY | RB | [10 empty] | 16
[18 empty] | NP | NS | NS | NS | NS | NS | NS | NS | PL | NS | NS | PV | NS | NS | PV | PV | PV | QL | NS | NS | QL | PZ | PZ | [10 empty] | 17
[18 empty] | NQ | NT | NT | NT | NT | NT | NT | NT | PM | NT | NT | PW | NT | NT | PW | PW | PW | QM | NT | NT | QM | QZ | RC | [10 empty] | 18
[18 empty] | NR | NU | NU | NU | NU | NU | NU | NU | PN | NU | NU | PX | NU | NU | PX | PX | PX | QN | NU | NU | QN | QA | QA | [10 empty] | 19
[18 empty] | NP | NS | NS | NS | NS | NS | NS | NS | NS | NS | NS | NS | NS | NS | NS | QI | QL | QL | NS | NS | QL | RA | RD | [10 empty] | 20
[18 empty] | NQ | NT | NT | NT | NT | NT | NT | NT | NT | NT | NT | NT | NT | NT | NT | QJ | QM | QM | NT | NT | QM | QL | QY | [10 empty] | 21
[18 empty] | NR | NU | NU | NU | NU | NU | NU | NU | NU | NU | NU | NU | NU | NU | NU | QK | QN | QN | NU | NU | QN | QM | QZ | [10 empty] | 22
[18 empty] | ML MP ** MM MQ PL PM PN NS NT NU: NS; ML MP ** MM MQ PV PW PX NS NT NU: NS; ML MP ** MM MQ PV PW PX NS NT NU: NS; ML MP ** MM MQ PV PW PX QI QJ QK: QI; ML MP ** MM MQ PV PW PX QL QM QN: QL; ** QR PV PW PX QL QM QN QL QM QN: QB; ** QR PV PW PX QL QM QN QL QM QN: QB; PV PW PX PY QY PZ QZ QA RA QL QM: QN; PV PW PX PY RB PZ RC QA RD QY QZ: RA | [10 empty] | 23
[18 empty] | ML MP ** MM MQ PL PM PN NS NT NU: NT; ML MP ** MM MQ PV PW PX NS NT NU: NT; ML MP ** MM MQ PV PW PX NS NT NU: NT; ML MP ** MM MQ PV PW PX QI QJ QK: QJ; ML MP ** MM MQ PV PW PX QL QM QN: QM; ** QR PV PW PX QL QM QN QL QM QN: PY; ** QR PV PW PX QL QM QN QL QM QN: PY; PV PW PX PY QY PZ QZ QA RA QL QM: QL; PV PW PX PY RB PZ RC QA RD QY QZ: QL | [10 empty] | 24
[18 empty] | ML MP ** MM MQ PL PM PN NS NT NU: NU; ML MP ** MM MQ PV PW PX NS NT NU: NU; ML MP ** MM MQ PV PW PX NS NT NU: NU; ML MP ** MM MQ PV PW PX QI QJ QK: QK; ML MP ** MM MQ PV PW PX QL QM QN: QN; ** QR PV PW PX QL QM QN QL QM QN: PZ; ** QR PV PW PX QL QM QN QL QM QN: PZ; PV PW PX PY QY PZ QZ QA RA QL QM: QM; PV PW PX PY RB PZ RC QA RD QY QZ: QM | [10 empty] | 25
[18 empty] | ML MP ** MM MQ PL PM PN NS NT NU: PP; ML MP ** MM MQ PV PW PX NS NT NU: QB; ML MP ** MM MQ PV PW PX NS NT NU: QB; ML MP ** MM MQ PV PW PX QI QJ QK: QB; ML MP ** MM MQ PV PW PX QL QM QN: QB; ** QR PV PW PX QL QM QN QL QM QN: QA; ** QR PV PW PX QL QM QN QL QM QN: QA; PV PW PX PY QY PZ QZ QA RA QL QM: QN; PV PW PX PY RB PZ RC QA RD QY QZ: QN | [10 empty] | 26
[18 empty] | ML MP ** MM MQ PL PM PN NS NT NU: PQ; ML MP ** MM MQ PV PW PX NS NT NU: PY; ML MP ** MM MQ PV PW PX NS NT NU: PY; ML MP ** MM MQ PV PW PX QI QJ QK: PY; ML MP ** MM MQ PV PW PX QL QM QN: PY; PV PW PX PY RB PZ RC QA RD QY QZ: QL | [10 empty] | 27
[18 empty] | ML MP ** MM MQ PL PM PN NS NT NU: PR; ML MP ** MM MQ PV PW PX NS NT NU: PZ; ML MP ** MM MQ PV PW PX NS NT NU: PZ; ML MP ** MM MQ PV PW PX QI QJ QK: PZ; ML MP ** MM MQ PV PW PX QL QM QN: PZ; PV PW PX PY RB PZ RC QA RD QY QZ: QM | [10 empty] | 28
29 | bar: ML MP ** MM MQ PV PW PX NS NT NU; ML MP ** MM MQ PV PW PX NS NT NU to ML MP ** MM MQ PV PW PX QL QM QN; PV PW PX PY RB PZ RC QA RD QY QZ
30
31
32
33

## Database (hidden)
1 | 310-4xx-651 | 2015-01-21
2 | 310-4xx-650-703 | 2014-10-02
3 | 310-4xx-650-702 | 2014-06-16
4 | 310-4xx-650-701 | 2014-04-01
5 | 310-4xx-650 | 2013-08-13
6 | 309-4xx-631-726 | 2014-06-15
7 | 309-4xx-631 | 2013-11-19
8 | 309-4xx-630-725 | 2012-04-18
9 | 309-4xx-630 | 2012-03-15
10 | 308-4xx-630 | 2011-03-15
11 | 308-4xx-622-724 | 2012-04-17
12 | 308-4xx-622 | 2011-03-14
13 | 308-4xx-621-720 | 2010-06-01
14 | 308-4xx-621 | 2009-03-31
15 | 307-4xx-611-716 | 2007-11-14
16 | 307-4xx-611-715 | 2007-11-13
17 | 305-4xx-610-714 | 2007-02-12
18 | 302-4xx-603-708 | 2003-05-28
19 | 302-4xx-602-705 | 2002-05-24
20 | 302-4xx-602 | 2002-02-07
1 | В корпусе 40TE, разъемы под фастон | 3 | Выносной монтаж, местная панель управления с текстовым дисплеем | Встроеный монтаж, местная панель управления с текстовым дисплеем | Выносной монтаж со съемным ЧМЭ | Встроеный монтаж со съемным ЧМЭ |  |  |  |  | G | -407 | -45 | -9 | -80 | - | - | G | -307
2 | В корпусе 84TE, разъемы тпод фастон | 7 | Выносной монтаж, местная панель управления с текстовым дисплеем | Встроеный монтаж, местная панель управления с текстовым дисплеем | Выносной монтаж со съемным ЧМЭ | Встроеный монтаж со съемным ЧМЭ |  |  |  |  | H | -408 | -45 | -9 | -80 | - | - | G | -307
3 | В корпусе 84TE, разъемы под винт | 8 | Выносной монтаж, местная панель управления с текстовым дисплеем | Встроеный монтаж, местная панель управления с текстовым дисплеем | Выносной монтаж со съемным ЧМЭ | Встроеный монтаж со съемным ЧМЭ |  |  |  |  | I | -409 | -45 | -9 | -80 | - | - | G | -307
Lookup
1 | Выносной монтаж, местная панель управления с текстовым дисплеем | 3 | Выносной монтаж, местная панель управления с текстовым дисплеем | 3
2 | Встроеный монтаж, местная панель управления с текстовым дисплеем | 4 | Встроеный монтаж, местная панель управления с текстовым дисплеем | 4
3 | Выносной монтаж со съемным ЧМЭ | 7 | Выносной монтаж со съемным ЧМЭ | 7
4 | Встроеный монтаж со съемным ЧМЭ | 9 | Встроеный монтаж со съемным ЧМЭ | 9
1 | С DSP-Coprocessor, Inom = 1A/5A (T11…T14/T21…24) | 8
2 | Без DSP-Coprocessor, Inom = 1A/5A (T11…T14/T21…24) | 9
1 | Без платы расширения | 0
2 | С 1 модулем (доп. 6 дискретных входов и 8 выходных реле) 5) | 1
3 | С 2 модулями (доп.12 дискретных входов и 16 выходных реле) 5) | 2
4 |  | 2
5 |  | 2
1 | VA,nom = 24 VDC | 3
2 | VA,nom = 48 ... 250 VDC / 100 ... 230 VAC | 4
3 | VA,nom = 24 VDC и 6 выходных реле | 8
4 | VA,nom = 48 ... 250 VDC / 100 ... 230 VAC и 6 выходных реле | 9
5 |  | *
6 |  | *
7 |  | *
8 |  | *
1 | Без платы расширения | 0
2 | Плата расширения с аналоговыми входами | 2
3 | Плата расширения с 24 дискретными входами | 4
4 | Плата расширения с 24 дискретными входами и аналоговыми входами | 6
1 | Без SCADA коммуникационного интерфейса |  |  | English (German) | Px40 English (English) : On request | German (English) | French (English) Software Version "-603-709" Available ("-606" : On request) | Spanish (English) Software Version "-603-708" Available ("-606" : On request) | Polish (English) : On request | Russian (English) Software Version "-603-709" Available ("-606" : On request) |  | -800 | -801 | -802 | -803 | -80* | -805
2 | Протокол для переключения между: IEC 60870-5-101/-103, Modbus, DNP3, Courier и плата IRIG-B для синхронизации по времени и 2ой задний порт связи связи (RS485, IEC 60870-5-103) | 6 | 0 | English (German) | Px40 English (English) : On request | German (English) | French (English) Software Version "-603-709" Available ("-606" : On request) | Spanish (English) Software Version "-603-708" Available ("-606" : On request) | Polish (English) : On request | Russian (English) Software Version "-603-709" Available ("-606" : On request) |  | -800 | -801 | -802 | -803 | -80* | -805
3 | Потокол IEC61850, одноканальное соединение | 6 | 0 | English (German) | Px40 English (English) : On request | German (English) | French (English) Software Version "-603-709" Available ("-606" : On request) | Spanish (English) Software Version "-603-708" Available ("-606" : On request) | Polish (English) : On request | Russian (English) Software Version "-603-709" Available ("-606" : On request) |  | -800 | -801 | -802 | -803 | -80* | -805
4 |  | 6 | 0 | English (German) | Px40 English (English) : On request | German (English) | French (English) Software Version "-603-709" Available ("-606" : On request) | Spanish (English) Software Version "-603-708" Available ("-606" : On request) | Polish (English) : On request | Russian (English) Software Version "-603-709" Available ("-606" : On request) |  | -800 | -801 | -802 | -803 | -80* | -805
[5 empty] | 21 | 11 |  | 0
1 | порт RS485 (изолированный) |  |  |  |  | 12 |  | 0
2 | Оптоволокно (пластик), FSMA-connector |  |  |  |  | 13 |  | 0
3 | Оптоволокно(стекло), ST connector |  |  |  |  | 21 | -921 | E | 0
[6 empty] | 22 | -922 | F | 1
[6 empty] | 23 | -924 | G | 2
1 | Standard Version | 0 |  |  |  | 31 | -946 | K | 4
2 | [5 empty] | 32 | -947 | L | 5
3 | [5 empty] | 33 | -947 | L | 6
[6 empty] | 41 | -9** | * | 4
[6 empty] | 42 | -9** | * | 5
1 | >18 V (по умолчанию) | 0 |  |  |  | 43 | -9** | * | 6
2 | >90 V (60 ... 70% of VA,nom = 125 ... 150 V) | 1 | -461
3 | >155 V (60 ... 70% of VA,nom = 220 ... 250 V) | 2 | -462
4 | >73 V (67% of VA,nom = 110 V) | 3 | -463
5 | >146 V (67% of VA,nom = 220 V) | 4 | -464
1 | None |  | 0
2 | For connection to wire, RS485, isolated | -951 | A
3 | For connection to plastic fibre, FSMA connector | -952 | B
4 | For connection to glass fibre, ST connector | -954 | C
1 | Английский (Немецкий) | 0
2 | Not Yet Available - Px40 Английский (Английский) | * | -80*
3 | Немецкий (Английский) | 1 | -801
4 | Not Yet Available - Французский (Английский) | * | -80*
5 | Not Yet Available - Испанский (Английский) | * | -80*
6 | Not Yet Available - Польский (Английский) | * | -80*
7 | Русский (Английский) | 5 | -805
1 | K | -611 | P | -716
2 | * | **** | * | ****
3 | K | -611 | P | -716
4 | * | **** | * | ****
5 | * | **** | * | ****
6 | * | **** | * | ****
7 | K | -611 | P | -716
1 | Areva Livery | 2
2 |  | 2

## Date Drivers (hidden)
Key Date | 2007-11-14 | [9 empty] | REB
Type of connection | 2002-02-07 | 2002-05-24 | 2003-05-28 | 2007-02-12 | 2007-11-13 | 2007-11-14 | 2009-03-31 | 2010-06-01 | 2011-03-14 | 2011-03-15 | 2012-03-15 | 2012-04-17 | 2012-04-18 | 2013-08-13 | 2013-11-19 | 2014-04-01 | 2014-06-15 | 2014-06-16 | 2014-10-02 | 2015-01-21
| В корпусе 40TE, разъемы под фастон | В корпусе 40TE, разъемы под фастон | В корпусе 40TE, разъемы под фастон | В корпусе 40TE, разъемы под фастон | В корпусе 40TE, разъемы под фастон | В корпусе 40TE, разъемы под фастон | В корпусе 40TE, разъемы под фастон | В корпусе 40TE, разъемы под фастон | В корпусе 40TE, разъемы под фастон | В корпусе 40TE, разъемы под фастон | В корпусе 40TE, разъемы под фастон | В корпусе 40TE, разъемы под фастон | В корпусе 40TE, разъемы под фастон | В корпусе 40TE, разъемы под фастон | В корпусе 40TE, разъемы под фастон | В корпусе 40TE, разъемы под фастон | В корпусе 40TE, разъемы под фастон | В корпусе 40TE, разъемы под фастон | В корпусе 40TE, разъемы под фастон | В корпусе 40TE, разъемы под фастон
| В корпусе 84TE, разъемы тпод фастон | В корпусе 84TE, разъемы тпод фастон | В корпусе 84TE, разъемы тпод фастон | В корпусе 84TE, разъемы тпод фастон | В корпусе 84TE, разъемы тпод фастон | В корпусе 84TE, разъемы тпод фастон | В корпусе 84TE, разъемы тпод фастон | В корпусе 84TE, разъемы тпод фастон | В корпусе 84TE, разъемы тпод фастон | В корпусе 84TE, разъемы тпод фастон | В корпусе 84TE, разъемы тпод фастон | В корпусе 84TE, разъемы тпод фастон | В корпусе 84TE, разъемы тпод фастон | В корпусе 84TE, разъемы тпод фастон | В корпусе 84TE, разъемы тпод фастон | В корпусе 84TE, разъемы тпод фастон | В корпусе 84TE, разъемы тпод фастон | В корпусе 84TE, разъемы тпод фастон | В корпусе 84TE, разъемы тпод фастон | В корпусе 84TE, разъемы тпод фастон
| В корпусе 84TE, разъемы под винт | В корпусе 84TE, разъемы под винт | В корпусе 84TE, разъемы под винт | В корпусе 84TE, разъемы под винт | В корпусе 84TE, разъемы под винт | В корпусе 84TE, разъемы под винт | В корпусе 84TE, разъемы под винт | В корпусе 84TE, разъемы под винт | В корпусе 84TE, разъемы под винт | В корпусе 84TE, разъемы под винт | В корпусе 84TE, разъемы под винт | В корпусе 84TE, разъемы под винт | В корпусе 84TE, разъемы под винт | В корпусе 84TE, разъемы под винт | В корпусе 84TE, разъемы под винт | В корпусе 84TE, разъемы под винт | В корпусе 84TE, разъемы под винт | В корпусе 84TE, разъемы под винт | В корпусе 84TE, разъемы под винт | В корпусе 84TE, разъемы под винт
Case design
| Выносной монтаж, местная панель управления с текстовым дисплеем | Выносной монтаж, местная панель управления с текстовым дисплеем | Выносной монтаж, местная панель управления с текстовым дисплеем | Выносной монтаж, местная панель управления с текстовым дисплеем | Выносной монтаж, местная панель управления с текстовым дисплеем | Выносной монтаж, местная панель управления с текстовым дисплеем | Выносной монтаж, местная панель управления с текстовым дисплеем | Выносной монтаж, местная панель управления с текстовым дисплеем | Выносной монтаж, местная панель управления с текстовым дисплеем | Выносной монтаж, местная панель управления с текстовым дисплеем | Выносной монтаж, местная панель управления с текстовым дисплеем | Выносной монтаж, местная панель управления с текстовым дисплеем | Выносной монтаж, местная панель управления с текстовым дисплеем | Выносной монтаж, местная панель управления с текстовым дисплеем | Выносной монтаж, местная панель управления с текстовым дисплеем | Выносной монтаж, местная панель управления с текстовым дисплеем | Выносной монтаж, местная панель управления с текстовым дисплеем | Выносной монтаж, местная панель управления с текстовым дисплеем | Выносной монтаж, местная панель управления с текстовым дисплеем | Выносной монтаж, местная панель управления с текстовым дисплеем
| Встроеный монтаж, местная панель управления с текстовым дисплеем | Встроеный монтаж, местная панель управления с текстовым дисплеем | Встроеный монтаж, местная панель управления с текстовым дисплеем | Встроеный монтаж, местная панель управления с текстовым дисплеем | Встроеный монтаж, местная панель управления с текстовым дисплеем | Встроеный монтаж, местная панель управления с текстовым дисплеем | Встроеный монтаж, местная панель управления с текстовым дисплеем | Встроеный монтаж, местная панель управления с текстовым дисплеем | Встроеный монтаж, местная панель управления с текстовым дисплеем | Встроеный монтаж, местная панель управления с текстовым дисплеем | Встроеный монтаж, местная панель управления с текстовым дисплеем | Встроеный монтаж, местная панель управления с текстовым дисплеем | Встроеный монтаж, местная панель управления с текстовым дисплеем | Встроеный монтаж, местная панель управления с текстовым дисплеем | Встроеный монтаж, местная панель управления с текстовым дисплеем | Встроеный монтаж, местная панель управления с текстовым дисплеем | Встроеный монтаж, местная панель управления с текстовым дисплеем | Встроеный монтаж, местная панель управления с текстовым дисплеем | Встроеный монтаж, местная панель управления с текстовым дисплеем | Встроеный монтаж, местная панель управления с текстовым дисплеем
[5 empty] | Выносной монтаж со съемным ЧМЭ | Выносной монтаж со съемным ЧМЭ | Выносной монтаж со съемным ЧМЭ | Выносной монтаж со съемным ЧМЭ | Выносной монтаж со съемным ЧМЭ | Выносной монтаж со съемным ЧМЭ | Выносной монтаж со съемным ЧМЭ | Выносной монтаж со съемным ЧМЭ | Выносной монтаж со съемным ЧМЭ | Выносной монтаж со съемным ЧМЭ | Выносной монтаж со съемным ЧМЭ | Выносной монтаж со съемным ЧМЭ | Выносной монтаж со съемным ЧМЭ | Выносной монтаж со съемным ЧМЭ | Выносной монтаж со съемным ЧМЭ | Выносной монтаж со съемным ЧМЭ
[5 empty] | Встроеный монтаж со съемным ЧМЭ | Встроеный монтаж со съемным ЧМЭ | Встроеный монтаж со съемным ЧМЭ | Встроеный монтаж со съемным ЧМЭ | Встроеный монтаж со съемным ЧМЭ | Встроеный монтаж со съемным ЧМЭ | Встроеный монтаж со съемным ЧМЭ | Встроеный монтаж со съемным ЧМЭ | Встроеный монтаж со съемным ЧМЭ | Встроеный монтаж со съемным ЧМЭ | Встроеный монтаж со съемным ЧМЭ | Встроеный монтаж со съемным ЧМЭ | Встроеный монтаж со съемным ЧМЭ | Встроеный монтаж со съемным ЧМЭ | Встроеный монтаж со съемным ЧМЭ | Встроеный монтаж со съемным ЧМЭ
Additional Options
| Без платы расширения | Без платы расширения | Без платы расширения | Без платы расширения | Без платы расширения | Без платы расширения | Без платы расширения | Без платы расширения | Без платы расширения | Без платы расширения | Без платы расширения | Без платы расширения | Без платы расширения | Без платы расширения | Без платы расширения | Без платы расширения | Без платы расширения | Без платы расширения | Без платы расширения | Без платы расширения
| 0 | 0 | 0 | 0 | 0 | 0 | 0 | 0 | 0 | 0 | 0 | 0 | 0 | 0 | 0 | 0 | 0 | 0 | 0 | 0
| С 1 модулем (доп. 6 дискретных входов и 8 выходных реле) 5) | С 1 модулем (доп. 6 дискретных входов и 8 выходных реле) 5) | С 1 модулем (доп. 6 дискретных входов и 8 выходных реле) 5) | С 1 модулем (доп. 6 дискретных входов и 8 выходных реле) 5) | С 1 модулем (доп. 6 дискретных входов и 8 выходных реле) 5) | С 1 модулем (доп. 6 дискретных входов и 8 выходных реле) 5) | С 1 модулем (доп. 6 дискретных входов и 8 выходных реле) 5) | С 1 модулем (доп. 6 дискретных входов и 8 выходных реле) 5) | С 1 модулем (доп. 6 дискретных входов и 8 выходных реле) 5) | С 1 модулем (доп. 6 дискретных входов и 8 выходных реле) 5) | С 1 модулем (доп. 6 дискретных входов и 8 выходных реле) 5) | С 1 модулем (доп. 6 дискретных входов и 8 выходных реле) 5) | С 1 модулем (доп. 6 дискретных входов и 8 выходных реле) 5) | С 1 модулем (доп. 6 дискретных входов и 8 выходных реле) 5) | С 1 модулем (доп. 6 дискретных входов и 8 выходных реле) 5) | С 1 модулем (доп. 6 дискретных входов и 8 выходных реле) 5) | С 1 модулем (доп. 6 дискретных входов и 8 выходных реле) 5) | С 1 модулем (доп. 6 дискретных входов и 8 выходных реле) 5) | С 1 модулем (доп. 6 дискретных входов и 8 выходных реле) 5) | С 1 модулем (доп. 6 дискретных входов и 8 выходных реле) 5)
| 1 | 1 | 1 | 1 | 1 | 1 | 1 | 1 | 1 | 1 | 1 | 1 | 1 | 1 | 1 | 1 | 1 | 1 | 1 | 1
| С 2 модулями (доп.12 дискретных входов и 16 выходных реле) 5) | С 2 модулями (доп.12 дискретных входов и 16 выходных реле) 5) | С 2 модулями (доп.12 дискретных входов и 16 выходных реле) 5) | С 2 модулями (доп.12 дискретных входов и 16 выходных реле) 5) | С 2 модулями (доп.12 дискретных входов и 16 выходных реле) 5) | С 2 модулями (доп.12 дискретных входов и 16 выходных реле) 5) | С 2 модулями (доп.12 дискретных входов и 16 выходных реле) 5) | С 2 модулями (доп.12 дискретных входов и 16 выходных реле) 5) | С 2 модулями (доп.12 дискретных входов и 16 выходных реле) 5) | С 2 модулями (доп.12 дискретных входов и 16 выходных реле) 5) | С 2 модулями (доп.12 дискретных входов и 16 выходных реле) 5) | С 2 модулями (доп.12 дискретных входов и 16 выходных реле) 5) | С 2 модулями (доп.12 дискретных входов и 16 выходных реле) 5) | С 2 модулями (доп.12 дискретных входов и 16 выходных реле) 5) | С 2 модулями (доп.12 дискретных входов и 16 выходных реле) 5) | С 2 модулями (доп.12 дискретных входов и 16 выходных реле) 5) | С 2 модулями (доп.12 дискретных входов и 16 выходных реле) 5) | С 2 модулями (доп.12 дискретных входов и 16 выходных реле) 5) | С 2 модулями (доп.12 дискретных входов и 16 выходных реле) 5) | С 2 модулями (доп.12 дискретных входов и 16 выходных реле) 5)
| 2 | 2 | 2 | 2 | 2 | 2 | 2 | 2 | 2 | 2 | 2 | 2 | 2 | 2 | 2 | 2 | 2 | 2 | 2 | 2
[7 empty] | С 1 модулем (доп. 6 дискретных входов и 8 выходных реле) (2-pole)) для управления до 3х распределительных устройств | С 1 модулем (доп. 6 дискретных входов и 8 выходных реле) (2-pole)) для управления до 3х распределительных устройств | С 1 модулем (доп. 6 дискретных входов и 8 выходных реле) (2-pole)) для управления до 3х распределительных устройств | С 1 модулем (доп. 6 дискретных входов и 8 выходных реле) (2-pole)) для управления до 3х распределительных устройств | С 1 модулем (доп. 6 дискретных входов и 8 выходных реле) (2-pole)) для управления до 3х распределительных устройств | С 1 модулем (доп. 6 дискретных входов и 8 выходных реле) (2-pole)) для управления до 3х распределительных устройств | С 1 модулем (доп. 6 дискретных входов и 8 выходных реле) (2-pole)) для управления до 3х распределительных устройств | С 1 модулем (доп. 6 дискретных входов и 8 выходных реле) (2-pole)) для управления до 3х распределительных устройств | С 1 модулем (доп. 6 дискретных входов и 8 выходных реле) (2-pole)) для управления до 3х распределительных устройств | С 1 модулем (доп. 6 дискретных входов и 8 выходных реле) (2-pole)) для управления до 3х распределительных устройств | С 1 модулем (доп. 6 дискретных входов и 8 выходных реле) (2-pole)) для управления до 3х распределительных устройств | С 1 модулем (доп. 6 дискретных входов и 8 выходных реле) (2-pole)) для управления до 3х распределительных устройств | С 1 модулем (доп. 6 дискретных входов и 8 выходных реле) (2-pole)) для управления до 3х распределительных устройств | С 1 модулем (доп. 6 дискретных входов и 8 выходных реле) (2-pole)) для управления до 3х распределительных устройств
| 2 | 2 | 2 | 2 | 2 | 2 | 5 | 5 | 5 | 5 | 5 | 5 | 5 | 5 | 5 | 5 | 5 | 5 | 5 | 5
[7 empty] | С 1 модулем (доп. 6 дискретных входов и 6 выходных реле) (2-pole)) для управления до 3х распределительных устройств С 1 модулем (доп. 6 дискретных входов и 8 выходных реле) | С 1 модулем (доп. 6 дискретных входов и 6 выходных реле) (2-pole)) для управления до 3х распределительных устройств С 1 модулем (доп. 6 дискретных входов и 8 выходных реле) | С 1 модулем (доп. 6 дискретных входов и 6 выходных реле) (2-pole)) для управления до 3х распределительных устройств С 1 модулем (доп. 6 дискретных входов и 8 выходных реле) | С 1 модулем (доп. 6 дискретных входов и 6 выходных реле) (2-pole)) для управления до 3х распределительных устройств С 1 модулем (доп. 6 дискретных входов и 8 выходных реле) | С 1 модулем (доп. 6 дискретных входов и 6 выходных реле) (2-pole)) для управления до 3х распределительных устройств С 1 модулем (доп. 6 дискретных входов и 8 выходных реле) | С 1 модулем (доп. 6 дискретных входов и 6 выходных реле) (2-pole)) для управления до 3х распределительных устройств С 1 модулем (доп. 6 дискретных входов и 8 выходных реле) | С 1 модулем (доп. 6 дискретных входов и 6 выходных реле) (2-pole)) для управления до 3х распределительных устройств С 1 модулем (доп. 6 дискретных входов и 8 выходных реле) | С 1 модулем (доп. 6 дискретных входов и 6 выходных реле) (2-pole)) для управления до 3х распределительных устройств С 1 модулем (доп. 6 дискретных входов и 8 выходных реле) | С 1 модулем (доп. 6 дискретных входов и 6 выходных реле) (2-pole)) для управления до 3х распределительных устройств С 1 модулем (доп. 6 дискретных входов и 8 выходных реле) | С 1 модулем (доп. 6 дискретных входов и 6 выходных реле) (2-pole)) для управления до 3х распределительных устройств С 1 модулем (доп. 6 дискретных входов и 8 выходных реле) | С 1 модулем (доп. 6 дискретных входов и 6 выходных реле) (2-pole)) для управления до 3х распределительных устройств С 1 модулем (доп. 6 дискретных входов и 8 выходных реле) | С 1 модулем (доп. 6 дискретных входов и 6 выходных реле) (2-pole)) для управления до 3х распределительных устройств С 1 модулем (доп. 6 дискретных входов и 8 выходных реле) | С 1 модулем (доп. 6 дискретных входов и 6 выходных реле) (2-pole)) для управления до 3х распределительных устройств С 1 модулем (доп. 6 дискретных входов и 8 выходных реле) | С 1 модулем (доп. 6 дискретных входов и 6 выходных реле) (2-pole)) для управления до 3х распределительных устройств С 1 модулем (доп. 6 дискретных входов и 8 выходных реле)
| 2 | 2 | 2 | 2 | 2 | 2 | 8 | 8 | 8 | 8 | 8 | 8 | 8 | 8 | 8 | 8 | 8 | 8 | 8 | 8
Power supply
| VA,nom = 24 VDC | VA,nom = 24 VDC | VA,nom = 24 VDC | VA,nom = 24 VDC | VA,nom = 24 VDC | VA,nom = 24 VDC | VA,nom = 24 VDC | VA,nom = 24 VDC | VA,nom = 24 VDC | VA,nom = 24 VDC | VA,nom = 24 … 60 VDC | VA,nom = 24 VDC | VA,nom = 24 … 60 VDC | VA,nom = 24 … 60 VDC | VA,nom = 24 … 60 VDC | VA,nom = 24 … 60 VDC | VA,nom = 24 … 60 VDC | VA,nom = 24 … 60 VDC | VA,nom = 24 … 60 VDC | VA,nom = 24 … 60 VDC
| VA,nom = 48 ... 250 VDC / 100 ... 230 VAC | VA,nom = 48 ... 250 VDC / 100 ... 230 VAC | VA,nom = 48 ... 250 VDC / 100 ... 230 VAC | VA,nom = 48 ... 250 VDC / 100 ... 230 VAC | VA,nom = 48 ... 250 VDC / 100 ... 230 VAC | VA,nom = 48 ... 250 VDC / 100 ... 230 VAC | VA,nom = 48 ... 250 VDC / 100 ... 230 VAC | VA,nom = 48 ... 250 VDC / 100 ... 230 VAC | VA,nom = 48 ... 250 VDC / 100 ... 230 VAC | VA,nom = 48 ... 250 VDC / 100 ... 230 VAC | VA,nom = 60 ... 250 VDC / 100 ... 230 VAC | VA,nom = 48 ... 250 VDC / 100 ... 230 VAC | VA,nom = 60 ... 250 VDC / 100 ... 230 VAC | VA,nom = 60 ... 250 VDC / 100 ... 230 VAC | VA,nom = 60 ... 250 VDC / 100 ... 230 VAC | VA,nom = 60 ... 250 VDC / 100 ... 230 VAC | VA,nom = 60 ... 250 VDC / 100 ... 230 VAC | VA,nom = 60 ... 250 VDC / 100 ... 230 VAC | VA,nom = 60 ... 250 VDC / 100 ... 230 VAC | VA,nom = 60 ... 250 VDC / 100 ... 230 VAC
| VA,nom = 24 VDC и 6 выходных реле | VA,nom = 24 VDC и 6 выходных реле | VA,nom = 24 VDC и 6 выходных реле | VA,nom = 24 VDC и 6 выходных реле | VA,nom = 24 VDC и 6 выходных реле | VA,nom = 24 VDC и 6 выходных реле | VA,nom = 24 VDC и 6 выходных реле | VA,nom = 24 VDC и 6 выходных реле | VA,nom = 24 VDC и 6 выходных реле | VA,nom = 24 VDC и 6 выходных реле | VA,nom = 24 … 60 VDC и 6 выходных реле | VA,nom = 24 … 60 VDC и 6 выходных реле | VA,nom = 24 … 60 VDC и 6 выходных реле | VA,nom = 24 … 60 VDC и 6 выходных реле | VA,nom = 24 … 60 VDC и 6 выходных реле | VA,nom = 24 … 60 VDC и 6 выходных реле | VA,nom = 24 … 60 VDC и 6 выходных реле | VA,nom = 24 … 60 VDC и 6 выходных реле | VA,nom = 24 … 60 VDC и 6 выходных реле | VA,nom = 24 … 60 VDC и 6 выходных реле
| VA,nom = 48 ... 250 VDC / 100 ... 230 VAC и 6 выходных реле | VA,nom = 48 ... 250 VDC / 100 ... 230 VAC и 6 выходных реле | VA,nom = 48 ... 250 VDC / 100 ... 230 VAC и 6 выходных реле | VA,nom = 48 ... 250 VDC / 100 ... 230 VAC и 6 выходных реле | VA,nom = 48 ... 250 VDC / 100 ... 230 VAC и 6 выходных реле | VA,nom = 48 ... 250 VDC / 100 ... 230 VAC и 6 выходных реле | VA,nom = 48 ... 250 VDC / 100 ... 230 VAC и 6 выходных реле | VA,nom = 48 ... 250 VDC / 100 ... 230 VAC и 6 выходных реле | VA,nom = 48 ... 250 VDC / 100 ... 230 VAC и 6 выходных реле | VA,nom = 48 ... 250 VDC / 100 ... 230 VAC и 6 выходных реле | VA,nom = 60 ... 250 VDC / 100 ... 230 VAC и 6 выходных реле | VA,nom = 60 ... 250 VDC / 100 ... 230 VAC и 6 выходных реле | VA,nom = 60 ... 250 VDC / 100 ... 230 VAC и 6 выходных реле | VA,nom = 60 ... 250 VDC / 100 ... 230 VAC и 6 выходных реле | VA,nom = 60 ... 250 VDC / 100 ... 230 VAC и 6 выходных реле | VA,nom = 60 ... 250 VDC / 100 ... 230 VAC и 6 выходных реле | VA,nom = 60 ... 250 VDC / 100 ... 230 VAC и 6 выходных реле | VA,nom = 60 ... 250 VDC / 100 ... 230 VAC и 6 выходных реле | VA,nom = 60 ... 250 VDC / 100 ... 230 VAC и 6 выходных реле | VA,nom = 60 ... 250 VDC / 100 ... 230 VAC и 6 выходных реле
[7 empty] | VA,nom = 24 VDC и 4 сильноточных контакта | VA,nom = 24 VDC и 4 сильноточных контакта | VA,nom = 24 VDC и 4 сильноточных контакта | VA,nom = 24 VDC и 4 сильноточных контакта | VA,nom = 24 … 60 VDC и 4 сильноточных контакта | VA,nom = 24 … 60 VDC и 4 сильноточных контакта | VA,nom = 24 … 60 VDC и 4 сильноточных контакта | VA,nom = 24 … 60 VDC и 4 сильноточных контакта | VA,nom = 24 … 60 VDC и 4 сильноточных контакта | VA,nom = 24 … 60 VDC и 4 сильноточных контакта | VA,nom = 24 … 60 VDC и 4 сильноточных контакта | VA,nom = 24 … 60 VDC и 4 сильноточных контакта | VA,nom = 24 … 60 VDC и 4 сильноточных контакта | VA,nom = 24 … 60 VDC и 4 сильноточных контакта
[7 empty] | VA,nom = 48 ... 250 VDC / 100 ... 230 VAC и 4 сильноточных контакта | VA,nom = 48 ... 250 VDC / 100 ... 230 VAC и 4 сильноточных контакта | VA,nom = 48 ... 250 VDC / 100 ... 230 VAC и 4 сильноточных контакта | VA,nom = 48 ... 250 VDC / 100 ... 230 VAC и 4 сильноточных контакта | VA,nom = 60 ... 250 VDC / 100 ... 230 VAC и 4 сильноточных контакта | VA,nom = 60 ... 250 VDC / 100 ... 230 VAC и 4 сильноточных контакта | VA,nom = 60 ... 250 VDC / 100 ... 230 VAC и 4 сильноточных контакта | VA,nom = 60 ... 250 VDC / 100 ... 230 VAC и 4 сильноточных контакта | VA,nom = 60 ... 250 VDC / 100 ... 230 VAC и 4 сильноточных контакта | VA,nom = 60 ... 250 VDC / 100 ... 230 VAC и 4 сильноточных контакта | VA,nom = 60 ... 250 VDC / 100 ... 230 VAC и 4 сильноточных контакта | VA,nom = 60 ... 250 VDC / 100 ... 230 VAC и 4 сильноточных контакта | VA,nom = 60 ... 250 VDC / 100 ... 230 VAC и 4 сильноточных контакта | VA,nom = 60 ... 250 VDC / 100 ... 230 VAC и 4 сильноточных контакта
Additional Options
| Без платы расширения | Без платы расширения | Без платы расширения | Без платы расширения | Без платы расширения | Без платы расширения | Без платы расширения | Без платы расширения | Без платы расширения | Без платы расширения | Без платы расширения | Без платы расширения | Без платы расширения | Без платы расширения | Без платы расширения | Без платы расширения | Без платы расширения | Без платы расширения | Без платы расширения | Без платы расширения
| 0 | 0 | 0 | 0 | 0 | 0 | 0 | 0 | 0 | 0 | 0 | 0 | 0 | 0 | 0 | 0 | 0 | 0 | 0 | 0
| Плата расширения с аналоговыми входами | Плата расширения с аналоговыми входами | Плата расширения с аналоговыми входами | Плата расширения с аналоговыми входами | Плата расширения с аналоговыми входами | Плата расширения с аналоговыми входами | Плата расширения с аналоговыми входами | Плата расширения с аналоговыми входами | Плата расширения с аналоговыми входами | Плата расширения с аналоговыми входами | Плата расширения с аналоговыми входами | Плата расширения с аналоговыми входами | Плата расширения с аналоговыми входами | Плата расширения с аналоговыми входами | Плата расширения с аналоговыми входами | Плата расширения с аналоговыми входами | Плата расширения с аналоговыми входами | Плата расширения с аналоговыми входами | Плата расширения с аналоговыми входами | Плата расширения с аналоговыми входами
| 2 | 2 | 2 | 2 | 2 | 2 | 2 | 2 | 2 | 2 | 2 | 2 | 2 | 2 | 2 | 2 | 2 | 2 | 2 | 2
| Плата расширения с 24 дискретными входами | Плата расширения с 24 дискретными входами | Плата расширения с 24 дискретными входами | Плата расширения с 24 дискретными входами | Плата расширения с 24 дискретными входами | Плата расширения с 24 дискретными входами | Плата расширения с 24 дискретными входами | Плата расширения с 24 дискретными входами | Плата расширения с 24 дискретными входами | Плата расширения с 24 дискретными входами | Плата расширения с 24 дискретными входами | Плата расширения с 24 дискретными входами | Плата расширения с 24 дискретными входами | Плата расширения с 24 дискретными входами | Плата расширения с 24 дискретными входами | Плата расширения с 24 дискретными входами | Плата расширения с 24 дискретными входами | Плата расширения с 24 дискретными входами | Плата расширения с 24 дискретными входами | Плата расширения с 24 дискретными входами
| 4 | 4 | 4 | 4 | 4 | 4 | 4 | 4 | 4 | 4 | 4 | 4 | 4 | 4 | 4 | 4 | 4 | 4 | 4 | 4
| Плата расширения с 24 дискретными входами и аналоговыми входами | Плата расширения с 24 дискретными входами и аналоговыми входами | Плата расширения с 24 дискретными входами и аналоговыми входами | Плата расширения с 24 дискретными входами и аналоговыми входами | Плата расширения с 24 дискретными входами и аналоговыми входами | Плата расширения с 24 дискретными входами и аналоговыми входами | Плата расширения с 24 дискретными входами и аналоговыми входами | Плата расширения с 24 дискретными входами и аналоговыми входами | Плата расширения с 24 дискретными входами и аналоговыми входами | Плата расширения с 24 дискретными входами и аналоговыми входами | Плата расширения с 24 дискретными входами и аналоговыми входами | Плата расширения с 24 дискретными входами и аналоговыми входами | Плата расширения с 24 дискретными входами и аналоговыми входами | Плата расширения с 24 дискретными входами и аналоговыми входами | Плата расширения с 24 дискретными входами и аналоговыми входами | Плата расширения с 24 дискретными входами и аналоговыми входами | Плата расширения с 24 дискретными входами и аналоговыми входами | Плата расширения с 24 дискретными входами и аналоговыми входами | Плата расширения с 24 дискретными входами и аналоговыми входами | Плата расширения с 24 дискретными входами и аналоговыми входами
| 6 | 6 | 6 | 6 | 6 | 6 | 6 | 6 | 6 | 6 | 6 | 6 | 6 | 6 | 6 | 6 | 6 | 6 | 6 | 6
Hardware Issue (Date dependent)
| B | B | B | E | G | G | H | H | H | H | I | H | I | J | I | J | I | J | J | J
| -302 | -302 | -302 | -305 | -307 | -307 | -308 | -308 | -308 | -308 | -309 | -308 | -309 | -310 | -309 | -310 | -309 | -310 | -310 | -310
Case Size / Ring or Pin
| -401 | -401 | -401 | -404 | -407 | -407 | -410 | -410 | -410 | -410 | -413 | -410 | -413 | -413 | -413 | -413 | -413 | -413 | -413 | -413
| 1 | 1 | A | D | G | G | J | J | J | J | M | J | M | M | M | M | M | M | M | M
| -402 | -402 | -402 | -405 | -408 | -408 | -411 | -411 | -411 | -411 | -414 | -411 | -414 | -414 | -414 | -414 | -414 | -414 | -414 | -414
| 2 | 2 | B | E | H | H | K | K | K | K | N | K | N | N | N | N | N | N | N | N
| -403 | -403 | -403 | -406 | -409 | -409 | -412 | -412 | -412 | -412 | -415 | -412 | -415 | -415 | -415 | -415 | -415 | -415 | -415 | -415
| 3 | 3 | C | F | I | I | L | L | L | L | O | L | O | O | O | O | O | O | O | O
Interfaces
| Без SCADA коммуникационного интерфейса | Без SCADA коммуникационного интерфейса | Без SCADA коммуникационного интерфейса | Без SCADA коммуникационного интерфейса | Без SCADA коммуникационного интерфейса | Без SCADA коммуникационного интерфейса | Без SCADA коммуникационного интерфейса | Без SCADA коммуникационного интерфейса | Без SCADA коммуникационного интерфейса | Без SCADA коммуникационного интерфейса | Без SCADA коммуникационного интерфейса | Без SCADA коммуникационного интерфейса | Без SCADA коммуникационного интерфейса | Без SCADA коммуникационного интерфейса | Без SCADA коммуникационного интерфейса | Без SCADA коммуникационного интерфейса | Без SCADA коммуникационного интерфейса | Без SCADA коммуникационного интерфейса | Без SCADA коммуникационного интерфейса | Без SCADA коммуникационного интерфейса
| Protocol IEC 60870-5-103 only : | Protocol IEC 60870-5-103 only : | Protocol IEC 60870-5-103 only : | Protocol IEC 60870-5-103 only : | Protocol IEC 60870-5-103 only : | Protocol IEC 60870-5-103 only : | Protocol IEC 60870-5-103 only : | Protocol IEC 60870-5-103 only : | Protocol IEC 60870-5-103 only : | Protocol IEC 60870-5-103 only : | Protocol IEC 60870-5-103 only : | Protocol IEC 60870-5-103 only : | Protocol IEC 60870-5-103 only : | Protocol IEC 60870-5-103 only : | Protocol IEC 60870-5-103 only : | Protocol IEC 60870-5-103 only : | Protocol IEC 60870-5-103 only : | Protocol IEC 60870-5-103 only : | Protocol IEC 60870-5-103 only : | Protocol IEC 60870-5-103 only :
| Протокол для переключения между: IEC 60870-5-101/-103, Modbus, DNP3, Courier и плата IRIG-B для синхронизации по времени и 2ой задний порт связи связи (RS485, IEC 60870-5-103) | Протокол для переключения между: IEC 60870-5-101/-103, Modbus, DNP3, Courier и плата IRIG-B для синхронизации по времени и 2ой задний порт связи связи (RS485, IEC 60870-5-103) | Протокол для переключения между: IEC 60870-5-101/-103, Modbus, DNP3, Courier и плата IRIG-B для синхронизации по времени и 2ой задний порт связи связи (RS485, IEC 60870-5-103) | Протокол для переключения между: IEC 60870-5-101/-103, Modbus, DNP3, Courier и плата IRIG-B для синхронизации по времени и 2ой задний порт связи связи (RS485, IEC 60870-5-103) | Протокол для переключения между: IEC 60870-5-101/-103, Modbus, DNP3, Courier и плата IRIG-B для синхронизации по времени и 2ой задний порт связи связи (RS485, IEC 60870-5-103) | Протокол для переключения между: IEC 60870-5-101/-103, Modbus, DNP3, Courier и плата IRIG-B для синхронизации по времени и 2ой задний порт связи связи (RS485, IEC 60870-5-103) | Протокол для переключения между: IEC 60870-5-101/-103, Modbus, DNP3, Courier и плата IRIG-B для синхронизации по времени и 2ой задний порт связи связи (RS485, IEC 60870-5-103) | Протокол для переключения между: IEC 60870-5-101/-103, Modbus, DNP3, Courier и плата IRIG-B для синхронизации по времени и 2ой задний порт связи связи (RS485, IEC 60870-5-103) | Протокол для переключения между: IEC 60870-5-101/-103, Modbus, DNP3, Courier и плата IRIG-B для синхронизации по времени и 2ой задний порт связи связи (RS485, IEC 60870-5-103) | Протокол для переключения между: IEC 60870-5-101/-103, Modbus, DNP3, Courier и плата IRIG-B для синхронизации по времени и 2ой задний порт связи связи (RS485, IEC 60870-5-103) | Протокол для переключения между: IEC 60870-5-101/-103, Modbus, DNP3, Courier и плата IRIG-B для синхронизации по времени и 2ой задний порт связи связи (RS485, IEC 60870-5-103) | Протокол для переключения между: IEC 60870-5-101/-103, Modbus, DNP3, Courier и плата IRIG-B для синхронизации по времени и 2ой задний порт связи связи (RS485, IEC 60870-5-103) | Протокол для переключения между: IEC 60870-5-101/-103, Modbus, DNP3, Courier и плата IRIG-B для синхронизации по времени и 2ой задний порт связи связи (RS485, IEC 60870-5-103) | Протокол для переключения между: IEC 60870-5-101/-103, Modbus, DNP3, Courier и плата IRIG-B для синхронизации по времени и 2ой задний порт связи связи (RS485, IEC 60870-5-103) | Протокол для переключения между: IEC 60870-5-101/-103, Modbus, DNP3, Courier и плата IRIG-B для синхронизации по времени и 2ой задний порт связи связи (RS485, IEC 60870-5-103) | Протокол для переключения между: IEC 60870-5-101/-103, Modbus, DNP3, Courier и плата IRIG-B для синхронизации по времени и 2ой задний порт связи связи (RS485, IEC 60870-5-103) | Протокол для переключения между: IEC 60870-5-101/-103, Modbus, DNP3, Courier и плата IRIG-B для синхронизации по времени и 2ой задний порт связи связи (RS485, IEC 60870-5-103) | Протокол для переключения между: IEC 60870-5-101/-103, Modbus, DNP3, Courier и плата IRIG-B для синхронизации по времени и 2ой задний порт связи связи (RS485, IEC 60870-5-103) | Протокол для переключения между: IEC 60870-5-101/-103, Modbus, DNP3, Courier и плата IRIG-B для синхронизации по времени и 2ой задний порт связи связи (RS485, IEC 60870-5-103) | Протокол для переключения между: IEC 60870-5-101/-103, Modbus, DNP3, Courier и плата IRIG-B для синхронизации по времени и 2ой задний порт связи связи (RS485, IEC 60870-5-103)
|  |  |  | Потокол IEC61850, одноканальное соединение | Потокол IEC61850, одноканальное соединение | Потокол IEC61850, одноканальное соединение | Потокол IEC61850, одноканальное соединение | Потокол IEC61850, одноканальное соединение | Потокол IEC61850, одноканальное соединение | Потокол IEC61850, одноканальное соединение | Потокол IEC61850, одноканальное соединение | Потокол IEC61850, одноканальное соединение | Потокол IEC61850, одноканальное соединение | Потокол IEC61850, одноканальное соединение | Потокол IEC61850, одноканальное соединение | Потокол IEC61850, одноканальное соединение | Потокол IEC61850, одноканальное соединение | Потокол IEC61850, одноканальное соединение | Потокол IEC61850, одноканальное соединение | Потокол IEC61850, одноканальное соединение
Interfaces continued …
| 1 | 1 | 1 | 1 | 1 | 1 | 1 | 1 | 1 | 1 | 1 | 1 | 1 | 1 | 1 | 1 | 1 | 1 | 1 | 1
| 2 | 2 | 2 | 2 | 2 | 2 | 2 | 2 | 2 | 2 | 2 | 2 | 2 | 2 | 2 | 2 | 2 | 2 | 2 | 2
| порт RS485 (изолированный) | порт RS485 (изолированный) | порт RS485 (изолированный) | порт RS485 (изолированный) | порт RS485 (изолированный) | порт RS485 (изолированный) | порт RS485 (изолированный) | порт RS485 (изолированный) | порт RS485 (изолированный) | порт RS485 (изолированный) | порт RS485 (изолированный) | порт RS485 (изолированный) | порт RS485 (изолированный) | порт RS485 (изолированный) | порт RS485 (изолированный) | порт RS485 (изолированный) | порт RS485 (изолированный) | порт RS485 (изолированный) | порт RS485 (изолированный) | порт RS485 (изолированный)
| Оптоволокно (пластик), FSMA-connector | Оптоволокно (пластик), FSMA-connector | Оптоволокно (пластик), FSMA-connector | Оптоволокно (пластик), FSMA-connector | Оптоволокно (пластик), FSMA-connector | Оптоволокно (пластик), FSMA-connector | Оптоволокно (пластик), FSMA-connector | Оптоволокно (пластик), FSMA-connector | Оптоволокно (пластик), FSMA-connector | Оптоволокно (пластик), FSMA-connector | Оптоволокно (пластик), FSMA-connector | Оптоволокно (пластик), FSMA-connector | Оптоволокно (пластик), FSMA-connector | Оптоволокно (пластик), FSMA-connector | Оптоволокно (пластик), FSMA-connector | Оптоволокно (пластик), FSMA-connector | Оптоволокно (пластик), FSMA-connector | Оптоволокно (пластик), FSMA-connector | Оптоволокно (пластик), FSMA-connector | Оптоволокно (пластик), FSMA-connector
| Оптоволокно(стекло), ST connector | Оптоволокно(стекло), ST connector | Оптоволокно(стекло), ST connector | Оптоволокно(стекло), ST connector | Оптоволокно(стекло), ST connector | Оптоволокно(стекло), ST connector | Оптоволокно(стекло), ST connector | Оптоволокно(стекло), ST connector | Оптоволокно(стекло), ST connector | Оптоволокно(стекло), ST connector | Оптоволокно(стекло), ST connector | Оптоволокно(стекло), ST connector | Оптоволокно(стекло), ST connector | Оптоволокно(стекло), ST connector | Оптоволокно(стекло), ST connector | Оптоволокно(стекло), ST connector | Оптоволокно(стекло), ST connector | Оптоволокно(стекло), ST connector | Оптоволокно(стекло), ST connector | Оптоволокно(стекло), ST connector
| 3 | 3 | 3 | 3 | 3 | 3 | 3 | 3 | 3 | 3 | 3 | 3 | 3 | 3 | 3 | 3 | 3 | 3 | 3 | 3
| порт RS485 (изолированный) | порт RS485 (изолированный) | порт RS485 (изолированный) | порт RS485 (изолированный) | порт RS485 (изолированный) | порт RS485 (изолированный) | порт RS485 (изолированный) | порт RS485 (изолированный) | порт RS485 (изолированный) | порт RS485 (изолированный) | порт RS485 (изолированный) | порт RS485 (изолированный) | порт RS485 (изолированный) | порт RS485 (изолированный) | порт RS485 (изолированный) | порт RS485 (изолированный) | порт RS485 (изолированный) | порт RS485 (изолированный) | порт RS485 (изолированный) | порт RS485 (изолированный)
| Оптоволокно (пластик), FSMA-connector | Оптоволокно (пластик), FSMA-connector | Оптоволокно (пластик), FSMA-connector | Оптоволокно (пластик), FSMA-connector | Оптоволокно (пластик), FSMA-connector | Оптоволокно (пластик), FSMA-connector | Оптоволокно (пластик), FSMA-connector | Оптоволокно (пластик), FSMA-connector | Оптоволокно (пластик), FSMA-connector | Оптоволокно (пластик), FSMA-connector | Оптоволокно (пластик), FSMA-connector | Оптоволокно (пластик), FSMA-connector | Оптоволокно (пластик), FSMA-connector | Оптоволокно (пластик), FSMA-connector | Оптоволокно (пластик), FSMA-connector | Оптоволокно (пластик), FSMA-connector | Оптоволокно (пластик), FSMA-connector | Оптоволокно (пластик), FSMA-connector | Оптоволокно (пластик), FSMA-connector | Оптоволокно (пластик), FSMA-connector
| Оптоволокно(стекло), ST connector | Оптоволокно(стекло), ST connector | Оптоволокно(стекло), ST connector | Оптоволокно(стекло), ST connector | Оптоволокно(стекло), ST connector | Оптоволокно(стекло), ST connector | Оптоволокно(стекло), ST connector | Оптоволокно(стекло), ST connector | Оптоволокно(стекло), ST connector | Оптоволокно(стекло), ST connector | Оптоволокно(стекло), ST connector | Оптоволокно(стекло), ST connector | Оптоволокно(стекло), ST connector | Оптоволокно(стекло), ST connector | Оптоволокно(стекло), ST connector | Оптоволокно(стекло), ST connector | Оптоволокно(стекло), ST connector | Оптоволокно(стекло), ST connector | Оптоволокно(стекло), ST connector | Оптоволокно(стекло), ST connector
| 4 | 4 | 4 | 4 | 4 | 4 | 4 | 4 | 4 | 4 | 4 | 4 | 4 | 4 | 4 | 4 | 4 | 4 | 4 | 4
| порт RS485 (изолированный) | порт RS485 (изолированный) | порт RS485 (изолированный) | 100 Mbit/s Ethernet, оптоволокно(стекло)SC и RJ45 и 2ой задний порт связи (RS485, IEC 60870-5-103) | 100 Mbit/s Ethernet, оптоволокно(стекло)SC и RJ45 и 2ой задний порт связи (RS485, IEC 60870-5-103) | 100 Mbit/s Ethernet, оптоволокно(стекло)SC и RJ45 и 2ой задний порт связи (RS485, IEC 60870-5-103) | 100 Mbit/s Ethernet, оптоволокно(стекло)SC и RJ45 и 2ой задний порт связи (RS485, IEC 60870-5-103) | 100 Mbit/s Ethernet, оптоволокно(стекло)SC и RJ45 и 2ой задний порт связи (RS485, IEC 60870-5-103) | 100 Mbit/s Ethernet, оптоволокно(стекло)SC и RJ45 и 2ой задний порт связи (RS485, IEC 60870-5-103) | 100 Mbit/s Ethernet, оптоволокно(стекло)SC и RJ45 и 2ой задний порт связи (RS485, IEC 60870-5-103) | 100 Mbit/s Ethernet, оптоволокно(стекло)SC и RJ45 и 2ой задний порт связи (RS485, IEC 60870-5-103) | 100 Mbit/s Ethernet, оптоволокно(стекло)SC и RJ45 и 2ой задний порт связи (RS485, IEC 60870-5-103) | 100 Mbit/s Ethernet, оптоволокно(стекло)SC и RJ45 и 2ой задний порт связи (RS485, IEC 60870-5-103) | 100 Mbit/s Ethernet, оптоволокно(стекло)SC и RJ45 и 2ой задний порт связи (RS485, IEC 60870-5-103) | 100 Mbit/s Ethernet, оптоволокно(стекло)SC и RJ45 и 2ой задний порт связи (RS485, IEC 60870-5-103) | 100 Mbit/s Ethernet, оптоволокно(стекло)SC и RJ45 и 2ой задний порт связи (RS485, IEC 60870-5-103) | 100 Mbit/s Ethernet, оптоволокно(стекло)SC и RJ45 и 2ой задний порт связи (RS485, IEC 60870-5-103) | 100 Mbit/s Ethernet, оптоволокно(стекло)SC и RJ45 и 2ой задний порт связи (RS485, IEC 60870-5-103) | 100 Mbit/s Ethernet, оптоволокно(стекло)SC и RJ45 и 2ой задний порт связи (RS485, IEC 60870-5-103) | 100 Mbit/s Ethernet, оптоволокно(стекло)SC и RJ45 и 2ой задний порт связи (RS485, IEC 60870-5-103)
| Оптоволокно (пластик), FSMA-connector | Оптоволокно (пластик), FSMA-connector | Оптоволокно (пластик), FSMA-connector | 100 Mbit/s Ethernet, оптоволокно(стекло)ST и RJ45 и 2ой задний порт связи (RS485, IEC 60870-5-103) | 100 Mbit/s Ethernet, оптоволокно(стекло)ST и RJ45 и 2ой задний порт связи (RS485, IEC 60870-5-103) | 100 Mbit/s Ethernet, оптоволокно(стекло)ST и RJ45 и 2ой задний порт связи (RS485, IEC 60870-5-103) | 100 Mbit/s Ethernet, оптоволокно(стекло)ST и RJ45 и 2ой задний порт связи (RS485, IEC 60870-5-103) | 100 Mbit/s Ethernet, оптоволокно(стекло)ST и RJ45 и 2ой задний порт связи (RS485, IEC 60870-5-103) | 100 Mbit/s Ethernet, оптоволокно(стекло)ST и RJ45 и 2ой задний порт связи (RS485, IEC 60870-5-103) | 100 Mbit/s Ethernet, оптоволокно(стекло)ST и RJ45 и 2ой задний порт связи (RS485, IEC 60870-5-103) | 100 Mbit/s Ethernet, оптоволокно(стекло)ST и RJ45 и 2ой задний порт связи (RS485, IEC 60870-5-103) | 100 Mbit/s Ethernet, оптоволокно(стекло)ST и RJ45 и 2ой задний порт связи (RS485, IEC 60870-5-103) | 100 Mbit/s Ethernet, оптоволокно(стекло)ST и RJ45 и 2ой задний порт связи (RS485, IEC 60870-5-103) | 100 Mbit/s Ethernet, оптоволокно(стекло)ST и RJ45 и 2ой задний порт связи (RS485, IEC 60870-5-103) | 100 Mbit/s Ethernet, оптоволокно(стекло)ST и RJ45 и 2ой задний порт связи (RS485, IEC 60870-5-103) | 100 Mbit/s Ethernet, оптоволокно(стекло)ST и RJ45 и 2ой задний порт связи (RS485, IEC 60870-5-103) | 100 Mbit/s Ethernet, оптоволокно(стекло)ST и RJ45 и 2ой задний порт связи (RS485, IEC 60870-5-103) | 100 Mbit/s Ethernet, оптоволокно(стекло)ST и RJ45 и 2ой задний порт связи (RS485, IEC 60870-5-103) | 100 Mbit/s Ethernet, оптоволокно(стекло)ST и RJ45 и 2ой задний порт связи (RS485, IEC 60870-5-103) | 100 Mbit/s Ethernet, оптоволокно(стекло)ST и RJ45 и 2ой задний порт связи (RS485, IEC 60870-5-103)
| Оптоволокно(стекло), ST connector | Оптоволокно(стекло), ST connector | Оптоволокно(стекло), ST connector
Software Issue - Major
English | B | B | C | J | K | K | R | R | V | E | E | V | E | A | F | A | F | A | A | B
| -602 | -602 | -603 | -610 | -611 | -611 | -621 | -621 | -622 | -630 | -630 | -622 | -630 | -650 | -631 | -650 | -631 | -650 | -650 | -651
Px40 Английский (Английский) | bar: B to J
| **** | **** | **** | -610 | **** | **** | **** | **** | **** | **** | **** | **** | **** | **** | **** | **** | **** | **** | **** | ****
German | B | B | C | J | K | K | R | R | V | E | E | V | E | A | F | A | F | A | A | B
| -602 | -602 | -603 | -610 | -611 | -611 | -621 | -621 | -622 | -630 | -630 | -622 | -630 | -650 | -631 | -650 | -631 | -650 | -650 | -651
French | * | * | C | * | * | * | * | R | V | * | * | V | E | * | F | A | F | A | A | *
| **** | **** | -603 | **** | **** | **** | **** | -621 | -622 | **** | **** | -622 | -630 | **** | -631 | -650 | -631 | -650 | -650 | ****
Spanish | * | * | C | * | * | * | * | R | V | * | * | V | * | * | * | * | * | * | * | B
| **** | **** | -603 | **** | **** | **** | **** | -621 | -622 | **** | **** | -622 | **** | **** | **** | **** | **** | **** | **** | -651
Polish | bar: B to J
| **** | **** | **** | **** | **** | **** | **** | **** | **** | **** | **** | **** | **** | **** | **** | **** | **** | **** | **** | ****
Russian | * | * | C | * | * | K | * | * | * | * | * | * | * | * | * | * | * | * | * | B
| **** | **** | -603 | **** | **** | -611 | **** | **** | **** | **** | **** | **** | **** | **** | **** | **** | **** | **** | **** | -651
Software Issue - Minor | bar: E to J
English |  | E | H | N | O | P |  | T |  |  |  | A | A |  |  | A | Z | B | C
|  | -705 | -708 | -714 | -715 | -716 |  | -720 |  |  |  | -724 | -725 |  |  | -701 | -726 | -702 | -703
English (English) | bar: B to J
| **** | **** | **** | -714 | **** | **** | **** | **** | **** | **** | **** | **** | **** | **** | **** | **** | **** | **** | **** | ****
German |  | E | H | N | O | P |  | T |  |  |  | A | A |  |  | A | Z | B | C
|  | -705 | -708 | -714 | -715 | -716 |  | -720 |  |  |  | -724 | -725 |  |  | -701 | -726 | -702 | -703
French | * | * | H | * | * | * | * | T |  | * | * | A | A | * |  | A | Z | B | C | *
| **** | **** | -708 | **** | **** | **** | **** | -720 |  | **** | **** | -724 | -725 | **** |  | -701 | -726 | -702 | -703 | ****
Spanish | * | * | H | * | * | * | * | T |  | * | * | A | * | * | * | * | * | * | *
| **** | **** | -708 | **** | **** | **** | **** | -720 |  | **** | **** | -724 | **** | **** | **** | **** | **** | **** | ****
Polish | bar: B to J
| **** | **** | **** | **** | **** | **** | **** | **** | **** | **** | **** | **** | **** | **** | **** | **** | **** | **** | **** | ****
Russian | * | * | H | * | * | P | * | * | * | * | * | * | * | * | * | * | * | * | *
| **** | **** | -708 | **** | **** | -716 | **** | **** | **** | **** | **** | **** | **** | **** | **** | **** | **** | **** | ****
Language | bar: E to J
| Английский (Немецкий) | Английский (Немецкий) | Английский (Немецкий) | Английский (Немецкий) | Английский (Немецкий) | Английский (Немецкий) | Английский (Немецкий) | Английский (Немецкий) | Английский (Немецкий) | Английский (Немецкий) | Английский (Немецкий) | Английский (Немецкий) | Английский (Немецкий) | Английский (Немецкий) | Английский (Немецкий) | Английский (Немецкий) | Английский (Немецкий) | Английский (Немецкий) | Английский (Немецкий) | Английский (Немецкий)
| Not Yet Available - Px40 Английский (Английский) | Not Yet Available - Px40 Английский (Английский) | Not Yet Available - Px40 Английский (Английский) | Px40 Английский (Английский) | Not Yet Available - Px40 Английский (Английский) | Not Yet Available - Px40 Английский (Английский) | Not Yet Available - Px40 Английский (Английский) | Not Yet Available - Px40 Английский (Английский) | Not Yet Available - Px40 Английский (Английский) | Not Yet Available - Px40 Английский (Английский) | Not Yet Available - Px40 Английский (Английский) | Not Yet Available - Px40 Английский (Английский) | Not Yet Available - Px40 Английский (Английский) | Not Yet Available - Px40 Английский (Английский) | Not Yet Available - Px40 Английский (Английский) | Not Yet Available - Px40 Английский (Английский) | Not Yet Available - Px40 Английский (Английский) | Not Yet Available - Px40 Английский (Английский) | Not Yet Available - Px40 Английский (Английский) | Not Yet Available - Px40 Английский (Английский)
| Немецкий (Английский) | Немецкий (Английский) | Немецкий (Английский) | Немецкий (Английский) | Немецкий (Английский) | Немецкий (Английский) | Немецкий (Английский) | Немецкий (Английский) | Немецкий (Английский) | Немецкий (Английский) | Немецкий (Английский) | Немецкий (Английский) | Немецкий (Английский) | Немецкий (Английский) | Немецкий (Английский) | Немецкий (Английский) | Немецкий (Английский) | Немецкий (Английский) | Немецкий (Английский) | Немецкий (Английский)
| Not Yet Available - Французский (Английский) | Not Yet Available - Французский (Английский) | Французский (Английский) | Not Yet Available - Французский (Английский) | Not Yet Available - Французский (Английский) | Not Yet Available - Французский (Английский) | Not Yet Available - Французский (Английский) | Французский (Английский) | Французский (Английский) | Not Yet Available - Французский (Английский) | Not Yet Available - Французский (Английский) | Французский (Английский) | Not Yet Available - Французский (Английский) | Not Yet Available - Французский (Английский) | Французский (Английский) | Французский (Английский) | Французский (Английский) | Французский (Английский) | Французский (Английский) | Not Yet Available - Французский (Английский)
| Not Yet Available - Испанский (Английский) | Not Yet Available - Испанский (Английский) | Испанский (Английский) | Not Yet Available - Испанский (Английский) | Not Yet Available - Испанский (Английский) | Not Yet Available - Испанский (Английский) | Not Yet Available - Испанский (Английский) | Испанский (Английский) | Испанский (Английский) | Not Yet Available - Испанский (Английский) | Not Yet Available - Испанский (Английский) | Испанский (Английский) | Not Yet Available - Испанский (Английский) | Not Yet Available - Испанский (Английский) | Not Yet Available - Испанский (Английский) | Not Yet Available - Испанский (Английский) | Not Yet Available - Испанский (Английский) | Not Yet Available - Испанский (Английский) | Not Yet Available - Испанский (Английский) | Испанский (Английский)
| Not Yet Available - Польский (Английский) | Not Yet Available - Польский (Английский) | Not yet available - Польский (Английский) | Not Yet Available - Польский (Английский) | Not Yet Available - Польский (Английский) | Not Yet Available - Польский (Английский) | Not Yet Available - Польский (Английский) | Not Yet Available - Польский (Английский) | Not Yet Available - Польский (Английский) | Not Yet Available - Польский (Английский) | Not Yet Available - Польский (Английский) | Not Yet Available - Польский (Английский) | Not Yet Available - Польский (Английский) | Not Yet Available - Польский (Английский) | Not Yet Available - Польский (Английский) | Not Yet Available - Польский (Английский) | Not Yet Available - Польский (Английский) | Not Yet Available - Польский (Английский) | Not Yet Available - Польский (Английский) | Not Yet Available - Польский (Английский)
| Not Yet Available - Русский (Английский) | Not Yet Available - Русский (Английский) | Русский (Английский) | Not Yet Available - Русский (Английский) | Not Yet Available - Русский (Английский) | Русский (Английский) | Not Yet Available - Русский (Английский) | Not Yet Available - Русский (Английский) | Not Yet Available - Русский (Английский) | Not Yet Available - Русский (Английский) | Not Yet Available - Русский (Английский) | Not Yet Available - Русский (Английский) | Not Yet Available - Русский (Английский) | Not Yet Available - Русский (Английский) | Not Yet Available - Русский (Английский) | Not Yet Available - Русский (Английский) | Not Yet Available - Русский (Английский) | Not Yet Available - Русский (Английский) | Not Yet Available - Русский (Английский) | Русский (Английский)
| -80* | -80* | -80* | -800 | -80* | -80* | -80* | -80* | -80* | -80* | -80* | -80* | -80* | -80* | -80* | -80* | -80* | -80* | -80* | -80*
| -801 | -801 | -801 | -801 | -801 | -801 | -801 | -801 | -801 | -801 | -801 | -801 | -801 | -801 | -801 | -801 | -801 | -801 | -801 | -801
| -80* | -80* | -802 | -80* | -80* | -80* | -80* | -802 | -802 | -80* | -80* | -802 | -802 | -80* | -802 | -802 | -802 | -802 | -802 | -80*
| -80* | -80* | -803 | -80* | -80* | -80* | -80* | -803 | -803 | -80* | -80* | -803 | -80* | -80* | -80* | -80* | -80* | -80* | -80* | -803
| -80* | -80* | -80* | -80* | -80* | -80* | -80* | -80* | -80* | -80* | -80* | -80* | -80* | -80* | -80* | -80* | -80* | -80* | -80* | -80*
| -80* | -80* | -805 | -80* | -80* | -805 | -80* | -80* | -80* | -80* | -80* | -80* | -80* | -80* | -80* | -80* | -80* | -80* | -80* | -805
Customer Specific Options | Standard Version | Standard Version | Standard Version | Standard Version | Standard Version | Standard Version | Standard Version | Standard Version | Standard Version | Standard Version | Standard Version | Standard Version | Standard Version | Standard Version | Standard Version | Standard Version | Standard Version | Standard Version | Standard Version | Standard Version
| 0 | 0 | 0 | 0 | 0 | 0 | 0 | 0 | 0 | 0 | 0 | 0 | 0 | 0 | 0 | 0 | 0 | 0 | 0 | 0
Voltage Thresholds for binary inputs | >18 V (по умолчанию) | >18 V (по умолчанию) | >18 V (по умолчанию) | >18 V (по умолчанию) | >18 V (по умолчанию) | >18 V (по умолчанию) | >18 V (по умолчанию) | >18 V (по умолчанию) | >18 V (по умолчанию) | >18 V (по умолчанию) | >18 V (по умолчанию) | >18 V (по умолчанию) | >18 V (по умолчанию) | >18 V (по умолчанию) | >18 V (по умолчанию) | >18 V (по умолчанию) | >18 V (по умолчанию) | >18 V (по умолчанию) | >18 V (по умолчанию) | >18 V (по умолчанию)
|  |  | 90V (60 to 70% of Vnom = 125 to 150V) | >90 V (60 ... 70% of VA,nom = 125 ... 150 V) | >90 V (60 ... 70% of VA,nom = 125 ... 150 V) | >90 V (60 ... 70% of VA,nom = 125 ... 150 V) | >90 V (60 ... 70% of VA,nom = 125 ... 150 V) | >90 V (60 ... 70% of VA,nom = 125 ... 150 V) | >90 V (60 ... 70% of VA,nom = 125 ... 150 V) | >90 V (60 ... 70% of VA,nom = 125 ... 150 V) | >90 V (60 ... 70% of VA,nom = 125 ... 150 V) | >90 V (60 ... 70% of VA,nom = 125 ... 150 V) | >90 V (60 ... 70% of VA,nom = 125 ... 150 V) | >90 V (60 ... 70% of VA,nom = 125 ... 150 V) | >90 V (60 ... 70% of VA,nom = 125 ... 150 V) | >90 V (60 ... 70% of VA,nom = 125 ... 150 V) | >90 V (60 ... 70% of VA,nom = 125 ... 150 V) | >90 V (60 ... 70% of VA,nom = 125 ... 150 V) | >90 V (60 ... 70% of VA,nom = 125 ... 150 V) | >90 V (60 ... 70% of VA,nom = 125 ... 150 V)
|  |  | 155V (60 to 70% of Vnom = 220 to 250V) | >155 V (60 ... 70% of VA,nom = 220 ... 250 V) | >155 V (60 ... 70% of VA,nom = 220 ... 250 V) | >155 V (60 ... 70% of VA,nom = 220 ... 250 V) | >155 V (60 ... 70% of VA,nom = 220 ... 250 V) | >155 V (60 ... 70% of VA,nom = 220 ... 250 V) | >155 V (60 ... 70% of VA,nom = 220 ... 250 V) | >155 V (60 ... 70% of VA,nom = 220 ... 250 V) | >155 V (60 ... 70% of VA,nom = 220 ... 250 V) | >155 V (60 ... 70% of VA,nom = 220 ... 250 V) | >155 V (60 ... 70% of VA,nom = 220 ... 250 V) | >155 V (60 ... 70% of VA,nom = 220 ... 250 V) | >155 V (60 ... 70% of VA,nom = 220 ... 250 V) | >155 V (60 ... 70% of VA,nom = 220 ... 250 V) | >155 V (60 ... 70% of VA,nom = 220 ... 250 V) | >155 V (60 ... 70% of VA,nom = 220 ... 250 V) | >155 V (60 ... 70% of VA,nom = 220 ... 250 V) | >155 V (60 ... 70% of VA,nom = 220 ... 250 V)
|  |  | -461 | -461 | -461 | -461 | -461 | -461 | -461 | -461 | -461 | -461 | -461 | -461 | -461 | -461 | -461 | -461 | -461 | -461
|  |  | -462 | -462 | -462 | -462 | -462 | -462 | -462 | -462 | -462 | -462 | -462 | -462 | -462 | -462 | -462 | -462 | -462 | -462
Inter-MiCOM interfaces | None | None | None | None | None | None | None | None | None | None | None | None | None | None | None | None | None | None | None | None
|  |  |  | For connection to wire, RS485, isolated | For connection to wire, RS485, isolated | For connection to wire, RS485, isolated | For connection to wire, RS485, isolated | For connection to wire, RS485, isolated | For connection to wire, RS485, isolated | For connection to wire, RS485, isolated | For connection to wire, RS485, isolated | For connection to wire, RS485, isolated | For connection to wire, RS485, isolated | For connection to wire, RS485, isolated | For connection to wire, RS485, isolated | For connection to wire, RS485, isolated | For connection to wire, RS485, isolated | For connection to wire, RS485, isolated | For connection to wire, RS485, isolated | For connection to wire, RS485, isolated
|  |  |  | For connection to plastic fibre, FSMA connector | For connection to plastic fibre, FSMA connector | For connection to plastic fibre, FSMA connector | For connection to plastic fibre, FSMA connector | For connection to plastic fibre, FSMA connector | For connection to plastic fibre, FSMA connector | For connection to plastic fibre, FSMA connector | For connection to plastic fibre, FSMA connector | For connection to plastic fibre, FSMA connector | For connection to plastic fibre, FSMA connector | For connection to plastic fibre, FSMA connector | For connection to plastic fibre, FSMA connector | For connection to plastic fibre, FSMA connector | For connection to plastic fibre, FSMA connector | For connection to plastic fibre, FSMA connector | For connection to plastic fibre, FSMA connector | For connection to plastic fibre, FSMA connector
|  |  |  | For connection to glass fibre, ST connector | For connection to glass fibre, ST connector | For connection to glass fibre, ST connector | For connection to glass fibre, ST connector | For connection to glass fibre, ST connector | For connection to glass fibre, ST connector | For connection to glass fibre, ST connector | For connection to glass fibre, ST connector | For connection to glass fibre, ST connector | For connection to glass fibre, ST connector | For connection to glass fibre, ST connector | For connection to glass fibre, ST connector | For connection to glass fibre, ST connector | For connection to glass fibre, ST connector | For connection to glass fibre, ST connector | For connection to glass fibre, ST connector | For connection to glass fibre, ST connector
|  |  |  | -951 | -951 | -951 | -951 | -951 | -951 | -951 | -951 | -951 | -951 | -951 | -951 | -951 | -951 | -951 | -951 | -951
|  |  |  | -952 | -952 | -952 | -952 | -952 | -952 | -952 | -952 | -952 | -952 | -952 | -952 | -952 | -952 | -952 | -952 | -952
|  |  |  | -954 | -954 | -954 | -954 | -954 | -954 | -954 | -954 | -954 | -954 | -954 | -954 | -954 | -954 | -954 | -954 | -954
Comms
| -911 | -911 | -911 | -911 | -911 | -911 | -911 | -911 | -911 | -911 | -911 | -911 | -911 | -911 | -911 | -911 | -911 | -911 | -911 | -911
| -912 | -912 | -912 | -912 | -912 | -912 | -912 | -912 | -912 | -912 | -912 | -912 | -912 | -912 | -912 | -912 | -912 | -912 | -912 | -912
| -914 | -914 | -914 | -914 | -914 | -914 | -914 | -914 | -914 | -914 | -914 | -914 | -914 | -914 | -914 | -914 | -914 | -914 | -914 | -914
| -921 | -921 | -921 | -921 | -921 | -921 | -921 | -921 | -921 | -921 | -921 | -921 | -921 | -921 | -921 | -921 | -921 | -921 | -921 | -921
| -922 | -922 | -922 | -922 | -922 | -922 | -922 | -922 | -922 | -922 | -922 | -922 | -922 | -922 | -922 | -922 | -922 | -922 | -922 | -922
| -924 | -924 | -924 | -924 | -924 | -924 | -924 | -924 | -924 | -924 | -924 | -924 | -924 | -924 | -924 | -924 | -924 | -924 | -924 | -924
| -924 | -924 | -924 | -*** | -*** | -946 | -946 | -946 | -946 | -946 | -946 | -946 | -946 | -946 | -946 | -946 | -946 | -946 | -946 | -946
| -924 | -924 | -924 | -*** | -*** | -947 | -947 | -947 | -947 | -947 | -947 | -947 | -947 | -947 | -947 | -947 | -947 | -947 | -947 | -947
| 0 | 0 | 0 | 0 | 0 | 0 | 0 | 0 | 0 | 0 | 0 | 0 | 0 | 0 | 0 | 0 | 0 | 0 | 0 | 0
| 0 | 0 | 0 | 0 | 0 | 0 | 0 | 0 | 0 | 0 | 0 | 0 | 0 | 0 | 0 | 0 | 0 | 0 | 0 | 0
| 0 | 0 | 0 | 0 | 0 | 0 | 0 | 0 | 0 | 0 | 0 | 0 | 0 | 0 | 0 | 0 | 0 | 0 | 0 | 0
| A | A | A | A | A | A | A | A | A | A | A | A | A | A | A | A | A | A | A | A
| B | B | B | B | B | B | B | B | B | B | B | B | B | B | B | B | B | B | B | B
| C | C | C | C | C | C | C | C | C | C | C | C | C | C | C | C | C | C | C | C
| E | E | E | E | E | E | E | E | E | E | E | E | E | E | E | E | E | E | E | E
| F | F | F | F | F | F | F | F | F | F | F | F | F | F | F | F | F | F | F | F
| G | G | G | G | G | G | G | G | G | G | G | G | G | G | G | G | G | G | G | G
| G | G | G | * | * | K | K | K | K | K | K | K | K | K | K | K | K | K | K | K
| G | G | G | * | * | L | L | L | L | L | L | L | L | L | L | L | L | L | L | L
Extra Digits in Model Number | bar: B to J
1
2 | B: порт RS485 (изолированный); B: Оптоволокно (пластик), FSMA-connector; B: Оптоволокно(стекло), ST connector
3 | B: 100 Mbit/s Ethernet, оптоволокно(стекло)SC и RJ45 и 2ой задний порт связи (RS485, IEC 60870-5-103); B: 100 Mbit/s Ethernet, оптоволокно(стекло)ST и RJ45 и 2ой задний порт связи (RS485, IEC 60870-5-103)
4
Additional Options
| Без платы расширения | 0
| С 1 модулем (доп. 6 дискретных входов и 8 выходных реле) 5) | 1
| С 2 модулями (доп.12 дискретных входов и 16 выходных реле) 5) | 2
2
2
Additional Options | B: Без платы расширения; B: 0
| Плата расширения с аналоговыми входами | 2
| Плата расширения с 24 дискретными входами | 4
| Плата расширения с 24 дискретными входами и аналоговыми входами | 6
BOM | 30 | 30 | 30 | SLOT 24 Z | SLOT 24 Z | SLOT 24 Z | SLOT 24 Z | SLOT 24 Z | SLOT 24 Z | SLOT 24 Z | SLOT 24 Z | SLOT 24 Z | SLOT 24 Z | SLOT 24 Z | SLOT 24 Z | SLOT 24 Z | SLOT 24 Z | SLOT 24 Z | SLOT 24 Z | SLOT 24 Z
| 32 | 32 | 32 | SLOT 40 | SLOT 40 | SLOT 40 | SLOT 40 | SLOT 40 | SLOT 40 | SLOT 40 | SLOT 40 | SLOT 40 | SLOT 40 | SLOT 40 | SLOT 40 | SLOT 40 | SLOT 40 | SLOT 40 | SLOT 40 | SLOT 40
| 50 | 50 | 50 | SLOT 45 | SLOT 45 | SLOT 45 | SLOT 45 | SLOT 45 | SLOT 45 | SLOT 45 | SLOT 45 | SLOT 45 | SLOT 45 | SLOT 45 | SLOT 45 | SLOT 45 | SLOT 45 | SLOT 45 | SLOT 45 | SLOT 45
| SLOT 02 | SLOT 02 | SLOT 02 | SLOT 22 | SLOT 22 | SLOT 22 | SLOT 22 | SLOT 22 | SLOT 22 | SLOT 22 | SLOT 22 | SLOT 22 | SLOT 22 | SLOT 22 | SLOT 22 | SLOT 22 | SLOT 22 | SLOT 22 | SLOT 22 | SLOT 22
Livery Option | Alstom Livery (Available Until 31st October 2004) | Alstom Livery (Available Until 31st October 2004) | Alstom Livery (Available Until 31st October 2004) | Areva Livery | Areva Livery | Areva Livery | Areva Livery | Areva Livery | Areva Livery | Areva Livery | Areva Livery | Areva Livery | Areva Livery | Areva Livery | Areva Livery | Areva Livery | Areva Livery | Areva Livery | Areva Livery | Areva Livery
| Areva Livery (Available from 4th October 2004) | Areva Livery (Available from 4th October 2004) | Areva Livery (Available from 4th October 2004)
| 1 | 1 | 1 | 2 | 2 | 2 | 2 | 2 | 2 | 2 | 2 | 2 | 2 | 2 | 2 | 2 | 2 | 2 | 2 | 2
| 3 | 3 | 3 | 2 | 2 | 2 | 2 | 2 | 2 | 2 | 2 | 2 | 2 | 2 | 2 | 2 | 2 | 2 | 2 | 2
| E9650208 | E9650208 | E9650208 | E9650208 | EA05000815 | EA05000815 | EA05000815 | EA05000815 | EA05000815 | EA05000815 | EA05000815 | EA05000815 | EA05000815 | EA05000815 | EA05000815 | EA05000815 | EA05000815 | EA05000815 | EA05000815 | EA05000815
| E9650210 | E9650210 | E9650210 | E9650210 | EA05000817 | EA05000817 | EA05000817 | EA05000817 | EA05000817 | EA05000817 | EA05000817 | EA05000817 | EA05000817 | EA05000817 | EA05000817 | EA05000817 | EA05000817 | EA05000817 | EA05000817 | EA05000817
| E9650489 | E9650489 | E9650489 | E9650489 | E9651834 | E9651834 | E9651834 | E9651834 | E9651834 | E9651834 | E9651834 | E9651834 | E9651834 | E9651834 | E9651834 | E9651834 | E9651834 | E9651834 | E9651834 | E9651834
| E9650490 | E9650490 | E9650490 | E9650490 | E9651833 | E9651833 | E9651833 | E9651833 | E9651833 | E9651833 | E9651833 | E9651833 | E9651833 | E9651833 | E9651833 | E9651833 | E9651833 | E9651833 | E9651833 | E9651833
| E9650299 | E9650299 | E9650299 | E9650299 | E9650299 | E9650299 | E9650299 | E9650299 | E9650299 | E9650299 | E9650299 | E9650299 | E9650299 | E9650299 | E9650299 | E9650299 | E9650299 | E9650299 | E9650299 | E9650299
| E9650300 | E9650300 | E9650300 | E9650300 | E9650300 | E9650300 | E9650300 | E9650300 | E9650300 | E9650300 | E9650300 | E9650300 | E9650300 | E9650300 | E9650300 | E9650300 | E9650300 | E9650300 | E9650300 | E9650300
| EGN9011012 | EGN9011012 | EGN9011012 | EGN9011012 | EGN9011012 | EGN9011012 | EGN9011012 | EGN9011012 | EGN9011012 | EGN9011012 | EGN9011012 | EGN9011012 | EGN9011012 | EGN9011012 | EGN9011012 | EGN9011012 | EGN9011012 | EGN9011012 | EGN9011012 | EGN9011012
| EGN9011013 | EGN9011013 | EGN9011013 | EGN9011013 | EGN9011013 | EGN9011013 | EGN9011013 | EGN9011013 | EGN9011013 | EGN9011013 | EGN9011013 | EGN9011013 | EGN9011013 | EGN9011013 | EGN9011013 | EGN9011013 | EGN9011013 | EGN9011013 | EGN9011013 | EGN9011013
| EGN9011015 | EGN9011015 | EGN9011015 | EGN9011015 | EGN9011015 | EGN9011015 | EGN9011015 | EGN9011015 | EGN9011015 | EGN9011015 | EGN9011015 | EGN9011015 | EGN9011015 | EGN9011015 | EGN9011015 | EGN9011015 | EGN9011015 | EGN9011015 | EGN9011015 | EGN9011015
| EGN9062001 | EGN9062001 | EGN9062001 | EGN9062001 | EGN9062001 | EGN9062001 | EGN9063001 | EGN9063001 | EGN9063001 | EGN9063001 | EGN9063001 | EGN9063001 | EGN9063001 | EGN9063001 | EGN9063001 | EGN9063001 | EGN9063001 | EGN9063001 | EGN9063001 | EGN9063001
| EGN9011045 | EGN9011045 | EGN9011045 | EGN9011045 | EGN9011045 | EGN9011045 | EGN9011045 | EGN9011045 | EGN9011045 | EGN9011045 | EGN9011045 | EGN9011045 | EGN9011045 | EGN9011045 | EGN9011045 | EGN9011045 | EGN9011045 | EGN9011045 | EGN9011045 | EGN9011045
Processor extension and Current transformer | Без DSP-Coprocessor, Inom = 1A/5A (T11…T14/T21…24) | Без DSP-Coprocessor, Inom = 1A/5A (T11…T14/T21…24) | Без DSP-Coprocessor, Inom = 1A/5A (T11…T14/T21…24) |  |  | С DSP-Coprocessor, Inom = 1A/5A (T11…T14/T21…24) | С DSP-Coprocessor, Inom = 1A/5A (T11…T14/T21…24) | С DSP-Coprocessor, Inom = 1A/5A (T11…T14/T21…24) | С DSP-Coprocessor, Inom = 1A/5A (T11…T14/T21…24) | С DSP-Coprocessor, Inom = 1A/5A (T11…T14/T21…24) | С DSP-Coprocessor, Inom = 1A/5A (T11…T14/T21…24) | С DSP-Coprocessor, Inom = 1A/5A (T11…T14/T21…24) | С DSP-Coprocessor, Inom = 1A/5A (T11…T14/T21…24) | С DSP-Coprocessor, Inom = 1A/5A (T11…T14/T21…24) | С DSP-Coprocessor, Inom = 1A/5A (T11…T14/T21…24) | С DSP-Coprocessor, Inom = 1A/5A (T11…T14/T21…24) | С DSP-Coprocessor, Inom = 1A/5A (T11…T14/T21…24) | С DSP-Coprocessor, Inom = 1A/5A (T11…T14/T21…24) | С DSP-Coprocessor, Inom = 1A/5A (T11…T14/T21…24) | С DSP-Coprocessor, Inom = 1A/5A (T11…T14/T21…24)
|  |  |  | Без DSP-Coprocessor, Inom = 1A/5A (T11…T14/T21…24) | Без DSP-Coprocessor, Inom = 1A/5A (T11…T14/T21…24) | Без DSP-Coprocessor, Inom = 1A/5A (T11…T14/T21…24) | Без DSP-Coprocessor, Inom = 1A/5A (T11…T14/T21…24) | Без DSP-Coprocessor, Inom = 1A/5A (T11…T14/T21…24) | Без DSP-Coprocessor, Inom = 1A/5A (T11…T14/T21…24) | Без DSP-Coprocessor, Inom = 1A/5A (T11…T14/T21…24) | Без DSP-Coprocessor, Inom = 1A/5A (T11…T14/T21…24) | Без DSP-Coprocessor, Inom = 1A/5A (T11…T14/T21…24) | Без DSP-Coprocessor, Inom = 1A/5A (T11…T14/T21…24) |  | Без DSP-Coprocessor, Inom = 1A/5A (T11…T14/T21…24) |  | Без DSP-Coprocessor, Inom = 1A/5A (T11…T14/T21…24)
| 9 | 9 | 9 | * | * | 8 | 8 | 8 | 8 | 8 | 8 | 8 | 8 | 9 | 8 | 9 | 8 | 9 | 9 | 9
| 9 | 9 | 9 | 9 | 9 | 9 | 9 | 9 | 9 | 9 | 9 | 9 | 9 | 9 | 9 | 9 | 9 | 9 | 9 | 9
Extra Switching threshold on binary inputs / Voltage Thresholds for binary inputs |  |  | >73 V (67% of VA,nom = 110 V) | >73 V (67% of VA,nom = 110 V) | >73 V (67% of VA,nom = 110 V) | >73 V (67% of VA,nom = 110 V) | >73 V (67% of VA,nom = 110 V) | >73 V (67% of VA,nom = 110 V) | >73 V (67% of VA,nom = 110 V) | >73 V (67% of VA,nom = 110 V) | >73 V (67% of VA,nom = 110 V) | >73 V (67% of VA,nom = 110 V) | >73 V (67% of VA,nom = 110 V) | >73 V (67% of VA,nom = 110 V) | >73 V (67% of VA,nom = 110 V) | >73 V (67% of VA,nom = 110 V) | >73 V (67% of VA,nom = 110 V) | >73 V (67% of VA,nom = 110 V) | >73 V (67% of VA,nom = 110 V) | >73 V (67% of VA,nom = 110 V)
|  |  |  | >146 V (67% of VA,nom = 220 V) | >146 V (67% of VA,nom = 220 V) | >146 V (67% of VA,nom = 220 V) | >146 V (67% of VA,nom = 220 V) | >146 V (67% of VA,nom = 220 V) | >146 V (67% of VA,nom = 220 V) | >146 V (67% of VA,nom = 220 V) | >146 V (67% of VA,nom = 220 V) | >146 V (67% of VA,nom = 220 V) | >146 V (67% of VA,nom = 220 V) | >146 V (67% of VA,nom = 220 V) | >146 V (67% of VA,nom = 220 V) | >146 V (67% of VA,nom = 220 V) | >146 V (67% of VA,nom = 220 V) | >146 V (67% of VA,nom = 220 V) | >146 V (67% of VA,nom = 220 V) | >146 V (67% of VA,nom = 220 V)
|  |  | -463 | -463 | -463 | -463 | -463 | -463 | -463 | -463 | -463 | -463 | -463 | -463 | -463 | -463 | -463 | -463 | -463 | -463
|  |  |  | -464 | -464 | -464 | -464 | -464 | -464 | -464 | -464 | -464 | -464 | -464 | -464 | -464 | -464 | -464 | -464 | -464
| E9650135 | E9650135 | E9650135 | E9650135 | E9651472 | E9651472 | E9651472 | E9651472 | E9651472 | E9651472 | E9651472 | E9651472 | E9651472 | E9651472 | E9651472 | E9651472 | E9651472 | E9651472 | E9651472 | E9651472
| E9650564 | E9650564 | E9650564 | E9650564 | E9650564 | E9651367 | E9651367 | E9651367 | E9651367 | E9651367 | E9651367 | E9651367 | E9651367 | E9651367 | E9651367 | E9651367 | E9651367 | E9651367 | E9651367 | E9651367
| E9650551 | E9650551 | E9650551 | E9650551 | E9650551 | E9651914 | E9651914 | E9651914 | E9651914 | E9651914 | E9651914 | E9651914 | E9651914 | E9651914 | E9651914 | E9651914 | E9651914 | E9651914 | E9651914 | E9651914
| E9650564 | E9650564 | E9650564 | E9650564 | E9650564 | E9651908 | E9651908 | E9651908 | E9651908 | E9651908 | E9651908 | E9651908 | E9651908 | E9651908 | E9651908 | E9651908 | E9651908 | E9651908 | E9651908 | E9651908
| E9650741 | E9650741 | E9650741 | E9650741 | E9650741 | E9651366 | E9651366 | E9651366 | E9651366 | E9651366 | E9651366 | E9651366 | E9651366 | E9651366 | E9651366 | E9651366 | E9651366 | E9651366 | E9651366 | E9651366
Power Supply Nomenclature | 3 | 3 | 3 | 3 | 3 | 3 | 3 | 3 | 3 | 3 | E | 3 | E | E | E | E | E | E | E | E
| 4 | 4 | 4 | 4 | 4 | 4 | 4 | 4 | 4 | 4 | F | 4 | F | F | F | F | F | F | F | F
| 8 | 8 | 8 | 8 | 8 | 8 | 8 | 8 | 8 | 8 | G | 8 | G | G | G | G | G | G | G | G
| 9 | 9 | 9 | 9 | 9 | 9 | 9 | 9 | 9 | 9 | H | 9 | H | H | H | H | H | H | H | H
| * | * | * | * | * | * | C | C | C | C | L | C | L | L | L | L | L | L | L | L
| * | * | * | * | * | * | D | D | D | D | M | D | M | M | M | M | M | M | M | M
| * | * | * | * | * | * | * | * | * | * | * | * | * | * | * | * | * | * | * | *
| * | * | * | * | * | * | * | * | * | * | * | * | * | * | * | * | * | * | * | *
REB option | I: Протокол IEC61850, избыточное соединение; I: Протокол IEC61850, избыточное соединение; J: Протокол IEC61850, избыточное соединение; I: Протокол IEC61850, избыточное соединение; J: Протокол IEC61850, избыточное соединение; I: Протокол IEC61850, избыточное соединение; J: Протокол IEC61850, избыточное соединение; J: Протокол IEC61850, избыточное соединение; J: Протокол IEC61850, избыточное соединение
[11 empty] | Для связи используется 100 MBit/s Ethernet, стекло-оптоволокно ST, SHP плата IRIG-B для синхронизации по времени и 2-ой интерфейс (RS485, IEC 60870-5-103) |  | Для связи используется 100 MBit/s Ethernet, стекло-оптоволокно ST, SHP плата IRIG-B для синхронизации по времени и 2-ой интерфейс (RS485, IEC 60870-5-103) | Для связи используется 100 MBit/s Ethernet, стекло-оптоволокно ST, SHP плата IRIG-B для синхронизации по времени и 2-ой интерфейс (RS485, IEC 60870-5-103) | Для связи используется 100 MBit/s Ethernet, стекло-оптоволокно ST, SHP плата IRIG-B для синхронизации по времени и 2-ой интерфейс (RS485, IEC 60870-5-103) | Для связи используется 100 MBit/s Ethernet, стекло-оптоволокно ST, SHP плата IRIG-B для синхронизации по времени и 2-ой интерфейс (RS485, IEC 60870-5-103) | Для связи используется 100 MBit/s Ethernet, стекло-оптоволокно ST, SHP плата IRIG-B для синхронизации по времени и 2-ой интерфейс (RS485, IEC 60870-5-103) | Для связи используется 100 MBit/s Ethernet, стекло-оптоволокно ST, SHP плата IRIG-B для синхронизации по времени и 2-ой интерфейс (RS485, IEC 60870-5-103) | Для связи используется 100 MBit/s Ethernet, стекло-оптоволокно ST, SHP плата IRIG-B для синхронизации по времени и 2-ой интерфейс (RS485, IEC 60870-5-103) | Для связи используется 100 MBit/s Ethernet, стекло-оптоволокно ST, SHP плата IRIG-B для синхронизации по времени и 2-ой интерфейс (RS485, IEC 60870-5-103)
[11 empty] | Для связи используется MBit/s MHz Ethernet, стекло-оптоволокно ST, RSTP плата IRIG-B для синхронизации по времени и 2-ой интерфейс (RS485, IEC 60870-5-103) |  | Для связи используется MBit/s MHz Ethernet, стекло-оптоволокно ST, RSTP плата IRIG-B для синхронизации по времени и 2-ой интерфейс (RS485, IEC 60870-5-103) | Для связи используется MBit/s MHz Ethernet, стекло-оптоволокно ST, RSTP плата IRIG-B для синхронизации по времени и 2-ой интерфейс (RS485, IEC 60870-5-103) | Для связи используется MBit/s MHz Ethernet, стекло-оптоволокно ST, RSTP плата IRIG-B для синхронизации по времени и 2-ой интерфейс (RS485, IEC 60870-5-103) | Для связи используется MBit/s MHz Ethernet, стекло-оптоволокно ST, RSTP плата IRIG-B для синхронизации по времени и 2-ой интерфейс (RS485, IEC 60870-5-103) | Для связи используется MBit/s MHz Ethernet, стекло-оптоволокно ST, RSTP плата IRIG-B для синхронизации по времени и 2-ой интерфейс (RS485, IEC 60870-5-103) | Для связи используется MBit/s MHz Ethernet, стекло-оптоволокно ST, RSTP плата IRIG-B для синхронизации по времени и 2-ой интерфейс (RS485, IEC 60870-5-103) | Для связи используется MBit/s MHz Ethernet, стекло-оптоволокно ST, RSTP плата IRIG-B для синхронизации по времени и 2-ой интерфейс (RS485, IEC 60870-5-103) | Для связи используется MBit/s MHz Ethernet, стекло-оптоволокно ST, RSTP плата IRIG-B для синхронизации по времени и 2-ой интерфейс (RS485, IEC 60870-5-103)
[11 empty] | Для связи используется 100 MBit/s Ethernet, стекло-оптоволокно ST, двойное подключение плата IRIG-B для синхронизации по времени и 2-ой интерфейс (RS485, IEC 60870-5-103) |  | Для связи используется 100 MBit/s Ethernet, стекло-оптоволокно ST, двойное подключение плата IRIG-B для синхронизации по времени и 2-ой интерфейс (RS485, IEC 60870-5-103) | Для связи используется 100 MBit/s Ethernet, стекло-оптоволокно ST, двойное подключение плата IRIG-B для синхронизации по времени и 2-ой интерфейс (RS485, IEC 60870-5-103) | Для связи используется 100 MBit/s Ethernet, стекло-оптоволокно ST, двойное подключение плата IRIG-B для синхронизации по времени и 2-ой интерфейс (RS485, IEC 60870-5-103) | Для связи используется 100 MBit/s Ethernet, стекло-оптоволокно ST, двойное подключение плата IRIG-B для синхронизации по времени и 2-ой интерфейс (RS485, IEC 60870-5-103) | Для связи используется 100 MBit/s Ethernet, стекло-оптоволокно ST, двойное подключение плата IRIG-B для синхронизации по времени и 2-ой интерфейс (RS485, IEC 60870-5-103) | Для связи используется 100 MBit/s Ethernet, стекло-оптоволокно ST, двойное подключение плата IRIG-B для синхронизации по времени и 2-ой интерфейс (RS485, IEC 60870-5-103) | Для связи используется 100 MBit/s Ethernet, стекло-оптоволокно ST, двойное подключение плата IRIG-B для синхронизации по времени и 2-ой интерфейс (RS485, IEC 60870-5-103) | Для связи используется 100 MBit/s Ethernet, стекло-оптоволокно ST, двойное подключение плата IRIG-B для синхронизации по времени и 2-ой интерфейс (RS485, IEC 60870-5-103)
| -9** | -9** | -9** | -9** | -9** | -9** | -9** | -9** | -9** | -9** | -981 | -9** | -981 | -981 | -981 | -981 | -981 | -981 | -981 | -981
| -9** | -9** | -9** | -9** | -9** | -9** | -9** | -9** | -9** | -9** | -982 | -9** | -982 | -982 | -982 | -982 | -982 | -982 | -982 | -982
| -9** | -9** | -9** | -9** | -9** | -9** | -9** | -9** | -9** | -9** | -983 | -9** | -983 | -983 | -983 | -983 | -983 | -983 | -983 | -983
| * | * | * | * | * | * | * | * | * | * | M | * | M | M | M | M | M | M | M | M
| * | * | * | * | * | * | * | * | * | * | N | * | N | N | N | N | N | N | N | N
| * | * | * | * | * | * | * | * | * | * | P | * | P | P | P | P | P | P | P | P

## Date Drivers HIST (hidden)
Key Date | 2007-11-14
Type of connection | time axis 2001-11-19 to 2011-03-15
| Basic device 40TE, pin terminal connection | Basic device 40TE, pin terminal connection | Basic device 40TE, pin terminal connection | Basic device 40TE, pin terminal connection | Basic device 40TE, pin terminal connection | Basic device 40TE, pin terminal connection | Basic device 40TE, pin terminal connection | Basic device 40TE, pin terminal connection | Basic device 40TE, pin terminal connection | Basic device 40TE, pin terminal connection | Basic device 40TE, pin terminal connection | Basic device 40TE, pin terminal connection | Basic device 40TE, pin terminal connection | Basic device 40TE, pin terminal connection | Basic device 40TE, pin terminal connection | Basic device 40TE, pin terminal connection | Basic device 40TE, pin terminal connection | Basic device 40TE, pin terminal connection | Basic device 40TE, pin terminal connection | Basic device 40TE, pin terminal connection | Basic device 40TE, pin terminal connection | Basic device 40TE, pin terminal connection | Basic device 40TE, pin terminal connection | Basic device 40TE, pin terminal connection | Basic device 40TE, pin terminal connection | Basic device 40TE, pin terminal connection | Basic device 40TE, pin terminal connection | Basic device 40TE, pin terminal connection | Basic device 40TE, pin terminal connection | Basic device 40TE, pin terminal connection | Basic device 40TE, pin terminal connection | Basic device 40TE, pin terminal connection | Basic device 40TE, pin terminal connection | Basic device 40TE, pin terminal connection | Basic device 40TE, pin terminal connection | Basic device 40TE, pin terminal connection | Basic device 40TE, pin terminal connection | Basic device 40TE, pin terminal connection | Basic device 40TE, pin terminal connection | Basic device 40TE, pin terminal connection | Basic device 40TE, pin terminal connection | Basic device 40TE, pin terminal connection | Basic device 40TE, pin terminal connection | Basic device 40TE, pin terminal connection | Basic device 40TE, pin terminal connection | Basic device 40TE, pin terminal connection | Basic device 40TE, pin terminal connection | Basic device 40TE, pin terminal connection | Basic device 40TE, pin terminal connection | Basic device 40TE, pin terminal connection | Basic device 40TE, pin terminal connection
| Basic device 84TE, pin terminal connection | Basic device 84TE, pin terminal connection | Basic device 84TE, pin terminal connection | Basic device 84TE, pin terminal connection | Basic device 84TE, pin terminal connection | Basic device 84TE, pin terminal connection | Basic device 84TE, pin terminal connection | Basic device 84TE, pin terminal connection | Basic device 84TE, pin terminal connection | Basic device 84TE, pin terminal connection | Basic device 84TE, pin terminal connection | Basic device 84TE, pin terminal connection | Basic device 84TE, pin terminal connection | Basic device 84TE, pin terminal connection | Basic device 84TE, pin terminal connection | Basic device 84TE, pin terminal connection | Basic device 84TE, pin terminal connection | Basic device 84TE, pin terminal connection | Basic device 84TE, pin terminal connection | Basic device 84TE, pin terminal connection | Basic device 84TE, pin terminal connection | Basic device 84TE, pin terminal connection | Basic device 84TE, pin terminal connection | Basic device 84TE, pin terminal connection | Basic device 84TE, pin terminal connection | Basic device 84TE, pin terminal connection | Basic device 84TE, pin terminal connection | Basic device 84TE, pin terminal connection | Basic device 84TE, pin terminal connection | Basic device 84TE, pin terminal connection | Basic device 84TE, pin terminal connection | Basic device 84TE, pin terminal connection | Basic device 84TE, pin terminal connection | Basic device 84TE, pin terminal connection | Basic device 84TE, pin terminal connection | Basic device 84TE, pin terminal connection | Basic device 84TE, pin terminal connection | Basic device 84TE, pin terminal connection | Basic device 84TE, pin terminal connection | Basic device 84TE, pin terminal connection | Basic device 84TE, pin terminal connection | Basic device 84TE, pin terminal connection | Basic device 84TE, pin terminal connection | Basic device 84TE, pin terminal connection | Basic device 84TE, pin terminal connection | Basic device 84TE, pin terminal connection | Basic device 84TE, pin terminal connection | Basic device 84TE, pin terminal connection | Basic device 84TE, pin terminal connection | Basic device 84TE, pin terminal connection | Basic device 84TE, pin terminal connection
|  |  |  | Basic device 84TE, ring terminal connection | Basic device 84TE, ring terminal connection | Basic device 84TE, ring terminal connection | Basic device 84TE, ring terminal connection | Basic device 84TE, ring terminal connection | Basic device 84TE, ring terminal connection | Basic device 84TE, ring terminal connection | Basic device 84TE, ring terminal connection | Basic device 84TE, ring terminal connection | Basic device 84TE, ring terminal connection | Basic device 84TE, ring terminal connection | Basic device 84TE, ring terminal connection | Basic device 84TE, ring terminal connection | Basic device 84TE, ring terminal connection | Basic device 84TE, ring terminal connection | Basic device 84TE, ring terminal connection | Basic device 84TE, ring terminal connection | Basic device 84TE, ring terminal connection | Basic device 84TE, ring terminal connection | Basic device 84TE, ring terminal connection | Basic device 84TE, ring terminal connection | Basic device 84TE, ring terminal connection | Basic device 84TE, ring terminal connection | Basic device 84TE, ring terminal connection | Basic device 84TE, ring terminal connection | Basic device 84TE, ring terminal connection | Basic device 84TE, ring terminal connection | Basic device 84TE, ring terminal connection | Basic device 84TE, ring terminal connection | Basic device 84TE, ring terminal connection | Basic device 84TE, ring terminal connection | Basic device 84TE, ring terminal connection | Basic device 84TE, ring terminal connection | Basic device 84TE, ring terminal connection | Basic device 84TE, ring terminal connection | Basic device 84TE, ring terminal connection | Basic device 84TE, ring terminal connection | Basic device 84TE, ring terminal connection | Basic device 84TE, ring terminal connection | Basic device 84TE, ring terminal connection | Basic device 84TE, ring terminal connection | Basic device 84TE, ring terminal connection | Basic device 84TE, ring terminal connection | Basic device 84TE, ring terminal connection | Basic device 84TE, ring terminal connection | Basic device 84TE, ring terminal connection | Basic device 84TE, ring terminal connection | Basic device 84TE, ring terminal connection
Case design
| Surface mounted, local control panel with text display with fixed HMI | Surface mounted, local control panel with text display with fixed HMI | Surface mounted, local control panel with text display with fixed HMI | Surface mounted, local control panel with text display with fixed HMI | Surface mounted, local control panel with text display with fixed HMI | Surface mounted, local control panel with text display with fixed HMI | Surface mounted, local control panel with text display with fixed HMI | Surface mounted, local control panel with text display with fixed HMI | Surface mounted, local control panel with text display with fixed HMI | Surface mounted, local control panel with text display with fixed HMI | Surface mounted, local control panel with text display with fixed HMI | Surface mounted, local control panel with text display with fixed HMI | Surface mounted, local control panel with text display with fixed HMI | Surface mounted, local control panel with text display with fixed HMI | Surface mounted, local control panel with text display with fixed HMI | Surface mounted, local control panel with text display with fixed HMI | Surface mounted, local control panel with text display with fixed HMI | Surface mounted, local control panel with text display with fixed HMI | Surface mounted, local control panel with text display with fixed HMI | Surface mounted, local control panel with text display with fixed HMI | Surface mounted, local control panel with text display with fixed HMI | Surface mounted, local control panel with text display with fixed HMI | Surface mounted, local control panel with text display with fixed HMI | Surface mounted, local control panel with text display with fixed HMI | Surface mounted, local control panel with text display with fixed HMI | Surface mounted, local control panel with text display with fixed HMI | Surface mounted, local control panel with text display with fixed HMI | Surface mounted, local control panel with text display with fixed HMI | Surface mounted, local control panel with text display with fixed HMI | Surface mounted, local control panel with text display with fixed HMI | Surface mounted, local control panel with text display with fixed HMI | Surface mounted, local control panel with text display with fixed HMI | Surface mounted, local control panel with text display with fixed HMI | Surface mounted, local control panel with text display with fixed HMI | Surface mounted, local control panel with text display with fixed HMI | Surface mounted, local control panel with text display with fixed HMI | Surface mounted, local control panel with text display with fixed HMI | Surface mounted, local control panel with text display with fixed HMI | Surface mounted, local control panel with text display with fixed HMI | Surface mounted, local control panel with text display with fixed HMI | Surface mounted, local control panel with text display with fixed HMI | Surface mounted, local control panel with text display with fixed HMI | Surface mounted, local control panel with text display with fixed HMI | Surface mounted, local control panel with text display with fixed HMI | Surface mounted, local control panel with text display with fixed HMI | Surface mounted, local control panel with text display with fixed HMI | Surface mounted, local control panel with text display with fixed HMI | Surface mounted, local control panel with text display with fixed HMI | Surface mounted, local control panel with text display with fixed HMI | Surface mounted, local control panel with text display with fixed HMI | Surface mounted, local control panel with text display with fixed HMI
| Flush/Rack mounted, local control panel with text display with fixed HMI | Flush/Rack mounted, local control panel with text display with fixed HMI | Flush/Rack mounted, local control panel with text display with fixed HMI | Flush/Rack mounted, local control panel with text display with fixed HMI | Flush/Rack mounted, local control panel with text display with fixed HMI | Flush/Rack mounted, local control panel with text display with fixed HMI | Flush/Rack mounted, local control panel with text display with fixed HMI | Flush/Rack mounted, local control panel with text display with fixed HMI | Flush/Rack mounted, local control panel with text display with fixed HMI | Flush/Rack mounted, local control panel with text display with fixed HMI | Flush/Rack mounted, local control panel with text display with fixed HMI | Flush/Rack mounted, local control panel with text display with fixed HMI | Flush/Rack mounted, local control panel with text display with fixed HMI | Flush/Rack mounted, local control panel with text display with fixed HMI | Flush/Rack mounted, local control panel with text display with fixed HMI | Flush/Rack mounted, local control panel with text display with fixed HMI | Flush/Rack mounted, local control panel with text display with fixed HMI | Flush/Rack mounted, local control panel with text display with fixed HMI | Flush/Rack mounted, local control panel with text display with fixed HMI | Flush/Rack mounted, local control panel with text display with fixed HMI | Flush/Rack mounted, local control panel with text display with fixed HMI | Flush/Rack mounted, local control panel with text display with fixed HMI | Flush/Rack mounted, local control panel with text display with fixed HMI | Flush/Rack mounted, local control panel with text display with fixed HMI | Flush/Rack mounted, local control panel with text display with fixed HMI | Flush/Rack mounted, local control panel with text display with fixed HMI | Flush/Rack mounted, local control panel with text display with fixed HMI | Flush/Rack mounted, local control panel with text display with fixed HMI | Flush/Rack mounted, local control panel with text display with fixed HMI | Flush/Rack mounted, local control panel with text display with fixed HMI | Flush/Rack mounted, local control panel with text display with fixed HMI | Flush/Rack mounted, local control panel with text display with fixed HMI | Flush/Rack mounted, local control panel with text display with fixed HMI | Flush/Rack mounted, local control panel with text display with fixed HMI | Flush/Rack mounted, local control panel with text display with fixed HMI | Flush/Rack mounted, local control panel with text display with fixed HMI | Flush/Rack mounted, local control panel with text display with fixed HMI | Flush/Rack mounted, local control panel with text display with fixed HMI | Flush/Rack mounted, local control panel with text display with fixed HMI | Flush/Rack mounted, local control panel with text display with fixed HMI | Flush/Rack mounted, local control panel with text display with fixed HMI | Flush/Rack mounted, local control panel with text display with fixed HMI | Flush/Rack mounted, local control panel with text display with fixed HMI | Flush/Rack mounted, local control panel with text display with fixed HMI | Flush/Rack mounted, local control panel with text display with fixed HMI | Flush/Rack mounted, local control panel with text display with fixed HMI | Flush/Rack mounted, local control panel with text display with fixed HMI | Flush/Rack mounted, local control panel with text display with fixed HMI | Flush/Rack mounted, local control panel with text display with fixed HMI | Flush/Rack mounted, local control panel with text display with fixed HMI | Flush/Rack mounted, local control panel with text display with fixed HMI
[28 empty] | Surface-mounted, with detachable HMI | Surface-mounted, with detachable HMI | Surface-mounted, with detachable HMI | Surface-mounted, with detachable HMI | Surface-mounted, with detachable HMI | Surface-mounted, with detachable HMI | Surface-mounted, with detachable HMI | Surface-mounted, with detachable HMI | Surface-mounted, with detachable HMI | Surface-mounted, with detachable HMI | Surface-mounted, with detachable HMI | Surface-mounted, with detachable HMI | Surface-mounted, with detachable HMI | Surface-mounted, with detachable HMI | Surface-mounted, with detachable HMI | Surface-mounted, with detachable HMI | Surface-mounted, with detachable HMI | Surface-mounted, with detachable HMI | Surface-mounted, with detachable HMI | Surface-mounted, with detachable HMI | Surface-mounted, with detachable HMI | Surface-mounted, with detachable HMI | Surface-mounted, with detachable HMI | Surface-mounted, with detachable HMI
[28 empty] | Flush-mounted, with detachable HMI | Flush-mounted, with detachable HMI | Flush-mounted, with detachable HMI | Flush-mounted, with detachable HMI | Flush-mounted, with detachable HMI | Flush-mounted, with detachable HMI | Flush-mounted, with detachable HMI | Flush-mounted, with detachable HMI | Flush-mounted, with detachable HMI | Flush-mounted, with detachable HMI | Flush-mounted, with detachable HMI | Flush-mounted, with detachable HMI | Flush-mounted, with detachable HMI | Flush-mounted, with detachable HMI | Flush-mounted, with detachable HMI | Flush-mounted, with detachable HMI | Flush-mounted, with detachable HMI | Flush-mounted, with detachable HMI | Flush-mounted, with detachable HMI | Flush-mounted, with detachable HMI | Flush-mounted, with detachable HMI | Flush-mounted, with detachable HMI | Flush-mounted, with detachable HMI | Flush-mounted, with detachable HMI
Additional Options
| Without | Without | Without | Without | Without | Without | Without | Without | Without | Without | Without | Without | Without | Without | Without | Without | Without | Without | Without | Without | Without | Without | Without | Without | Without | Without | Without | Without | Without | Without | Without | Without | Without | Without | Without | Without | Without | Without | Without | Without | Without | Without | Without | Without | Without | Without | Without | Without | Without | Without | Without
| 0 | 0 | 0 | 0 | 0 | 0 | 0 | 0 | 0 | 0 | 0 | 0 | 0 | 0 | 0 | 0 | 0 | 0 | 0 | 0 | 0 | 0 | 0 | 0 | 0 | 0 | 0 | 0 | 0 | 0 | 0 | 0 | 0 | 0 | 0 | 0 | 0 | 0 | 0 | 0 | 0 | 0 | 0 | 0 | 0 | 0 | 0 | 0 | 0 | 0 | 0
| With 1 binary module (6 binary inputs/ 8 output relays) | With 1 binary module (6 binary inputs/ 8 output relays) | With 1 binary module (6 binary inputs/ 8 output relays) | With 1 binary module (6 binary inputs/ 8 output relays) | With 1 binary module (6 binary inputs/ 8 output relays) | With 1 binary module (6 binary inputs/ 8 output relays) | With 1 binary module (6 binary inputs/ 8 output relays) | With 1 binary module (6 binary inputs/ 8 output relays) | With 1 binary module (6 binary inputs/ 8 output relays) | With 1 binary module (6 binary inputs/ 8 output relays) | With 1 binary module (6 binary inputs/ 8 output relays) | With 1 binary module (6 binary inputs/ 8 output relays) | With 1 binary module (6 binary inputs/ 8 output relays) | With 1 binary module (6 binary inputs/ 8 output relays) | With 1 binary module (6 binary inputs/ 8 output relays) | With 1 binary module (6 binary inputs/ 8 output relays) | With 1 binary module (6 binary inputs/ 8 output relays) | With 1 binary module (6 binary inputs/ 8 output relays) | With 1 binary module (6 binary inputs/ 8 output relays) | With 1 binary module (6 binary inputs/ 8 output relays) | With 1 binary module (add. 6 binary inputs and 8 output relays) | With 1 binary module (add. 6 binary inputs and 8 output relays) | With 1 binary module (add. 6 binary inputs and 8 output relays) | With 1 binary module (add. 6 binary inputs and 8 output relays) | With 1 binary module (add. 6 binary inputs and 8 output relays) | With 1 binary module (add. 6 binary inputs and 8 output relays) | With 1 binary module (add. 6 binary inputs and 8 output relays) | With 1 binary module (add. 6 binary inputs and 8 output relays) | With 1 binary module (add. 6 binary inputs and 8 output relays) | With 1 binary module (add. 6 binary inputs and 8 output relays) | With 1 binary module (add. 6 binary inputs and 8 output relays) | With 1 binary module (add. 6 binary inputs and 8 output relays) | With 1 binary module (add. 6 binary inputs and 8 output relays) | With 1 binary module (add. 6 binary inputs and 8 output relays) | With 1 binary module (add. 6 binary inputs and 8 output relays) | With 1 binary module (add. 6 binary inputs and 8 output relays) | With 1 binary module (add. 6 binary inputs and 8 output relays) | With 1 binary module (add. 6 binary inputs and 8 output relays) | With 1 binary module (add. 6 binary inputs and 8 output relays) | With 1 binary module (add. 6 binary inputs and 8 output relays) | With 1 binary module (add. 6 binary inputs and 8 output relays) | With 1 binary module (add. 6 binary inputs and 8 output relays) | With 1 binary module (add. 6 binary inputs and 8 output relays) | With 1 binary module (add. 6 binary inputs and 8 output relays) | With 1 binary module (add. 6 binary inputs and 8 output relays) | With 1 binary module (add. 6 binary inputs and 8 output relays) | With 1 binary module (add. 6 binary inputs and 8 output relays) | With 1 binary module (add. 6 binary inputs and 8 output relays) | With 1 binary module (add. 6 binary inputs and 8 output relays) | With 1 binary module (add. 6 binary inputs and 8 output relays) | With 1 binary module (add. 6 binary inputs and 8 output relays)
| 1 | 1 | 1 | 1 | 1 | 1 | 1 | 1 | 1 | 1 | 1 | 1 | 1 | 1 | 1 | 1 | 1 | 1 | 1 | 1 | 1 | 1 | 1 | 1 | 1 | 1 | 1 | 1 | 1 | 1 | 1 | 1 | 1 | 1 | 1 | 1 | 1 | 1 | 1 | 1 | 1 | 1 | 1 | 1 | 1 | 1 | 1 | 1 | 1 | 1 | 1
| With 2 binary module (12 binary inputs/ 16 output relays) | With 2 binary module (12 binary inputs/ 16 output relays) | With 2 binary module (12 binary inputs/ 16 output relays) | With 2 binary module (12 binary inputs/ 16 output relays) | With 2 binary module (12 binary inputs/ 16 output relays) | With 2 binary module (12 binary inputs/ 16 output relays) | With 2 binary module (12 binary inputs/ 16 output relays) | With 2 binary module (12 binary inputs/ 16 output relays) | With 2 binary module (12 binary inputs/ 16 output relays) | With 2 binary module (12 binary inputs/ 16 output relays) | With 2 binary module (12 binary inputs/ 16 output relays) | With 2 binary module (12 binary inputs/ 16 output relays) | With 2 binary module (12 binary inputs/ 16 output relays) | With 2 binary module (12 binary inputs/ 16 output relays) | With 2 binary module (12 binary inputs/ 16 output relays) | With 2 binary module (12 binary inputs/ 16 output relays) | With 2 binary module (12 binary inputs/ 16 output relays) | With 2 binary module (12 binary inputs/ 16 output relays) | With 2 binary module (12 binary inputs/ 16 output relays) | With 2 binary module (12 binary inputs/ 16 output relays) | With 2 binary modules (add. 12 binary inputs and 16 output relays) | With 2 binary modules (add. 12 binary inputs and 16 output relays) | With 2 binary modules (add. 12 binary inputs and 16 output relays) | With 2 binary modules (add. 12 binary inputs and 16 output relays) | With 2 binary modules (add. 12 binary inputs and 16 output relays) | With 2 binary modules (add. 12 binary inputs and 16 output relays) | With 2 binary modules (add. 12 binary inputs and 16 output relays) | With 2 binary modules (add. 12 binary inputs and 16 output relays) | With 2 binary modules (add. 12 binary inputs and 16 output relays) | With 2 binary modules (add. 12 binary inputs and 16 output relays) | With 2 binary modules (add. 12 binary inputs and 16 output relays) | With 2 binary modules (add. 12 binary inputs and 16 output relays) | With 2 binary modules (add. 12 binary inputs and 16 output relays) | With 2 binary modules (add. 12 binary inputs and 16 output relays) | With 2 binary modules (add. 12 binary inputs and 16 output relays) | With 2 binary modules (add. 12 binary inputs and 16 output relays) | With 2 binary modules (add. 12 binary inputs and 16 output relays) | With 2 binary modules (add. 12 binary inputs and 16 output relays) | With 2 binary modules (add. 12 binary inputs and 16 output relays) | With 2 binary modules (add. 12 binary inputs and 16 output relays) | With 2 binary modules (add. 12 binary inputs and 16 output relays) | With 2 binary modules (add. 12 binary inputs and 16 output relays) | With 2 binary modules (add. 12 binary inputs and 16 output relays) | With 2 binary modules (add. 12 binary inputs and 16 output relays) | With 2 binary modules (add. 12 binary inputs and 16 output relays) | With 2 binary modules (add. 12 binary inputs and 16 output relays) | With 2 binary modules (add. 12 binary inputs and 16 output relays) | With 2 binary modules (add. 12 binary inputs and 16 output relays) | With 2 binary modules (add. 12 binary inputs and 16 output relays) | With 2 binary modules (add. 12 binary inputs and 16 output relays) | With 2 binary modules (add. 12 binary inputs and 16 output relays)
| 2 | 2 | 2 | 2 | 2 | 2 | 2 | 2 | 2 | 2 | 2 | 2 | 2 | 2 | 2 | 2 | 2 | 2 | 2 | 2 | 2 | 2 | 2 | 2 | 2 | 2 | 2 | 2 | 2 | 2 | 2 | 2 | 2 | 2 | 2 | 2 | 2 | 2 | 2 | 2 | 2 | 2 | 2 | 2 | 2 | 2 | 2 | 2 | 2 | 2 | 2
[34 empty] | With 1 binary module (add. 6 binary inputs and 6 output relays) for control of up to 3 switchgear units |  |  | With 1 binary module (add. 6 binary inputs and 6 output relays) for control of up to 3 switchgear units |  | With 1 binary module (add. 6 binary inputs and 6 output relays) for control of up to 3 switchgear units
| 2 | 2 | 2 | 2 | 2 | 2 | 2 | 2 | 2 | 2 | 2 | 2 | 2 | 2 | 2 | 2 | 2 | 2 | 2 | 2 | 2 | 2 | 2 | 2 | 2 | 2 | 2 | 2 | 2 | 2 | 2 | 2 | 2 | 5 | 2 | 2 | 5 | 2 | 5 | 2 | 2 | 2 | 2 | 2 | 2 | 2 | 2 | 2 | 2 | 2 | 2
[34 empty] | With 1 binary module (add. 6 binary inputs and 8 output relays) and 1 binary module (add. 6 binary inputs and 6 output relays) for control of up to 3 switchgear units |  |  | With 1 binary module (add. 6 binary inputs and 8 output relays) and 1 binary module (add. 6 binary inputs and 6 output relays) for control of up to 3 switchgear units |  | With 1 binary module (add. 6 binary inputs and 8 output relays) and 1 binary module (add. 6 binary inputs and 6 output relays) for control of up to 3 switchgear units
| 2 | 2 | 2 | 2 | 2 | 2 | 2 | 2 | 2 | 2 | 2 | 2 | 2 | 2 | 2 | 2 | 2 | 2 | 2 | 2 | 2 | 2 | 2 | 2 | 2 | 2 | 2 | 2 | 2 | 2 | 2 | 2 | 2 | 8 | 2 | 2 | 8 | 2 | 8 | 2 | 2 | 2 | 2 | 2 | 2 | 2 | 2 | 2 | 2 | 2 | 2
Power supply
| 24Vdc | 24Vdc | 24Vdc | 24Vdc | 24Vdc | 24Vdc | 24Vdc | 24Vdc | 24Vdc | 24Vdc | 24Vdc | 24Vdc | 24Vdc | 24Vdc | 24Vdc | 24Vdc | 24Vdc | 24Vdc | 24Vdc | 24Vdc | VA,nom = 24 VDC | VA,nom = 24 VDC | VA,nom = 24 VDC | VA,nom = 24 VDC | VA,nom = 24 VDC | VA,nom = 24 VDC | VA,nom = 24 VDC | VA,nom = 24 VDC | VA,nom = 24 VDC | VA,nom = 24 VDC | VA,nom = 24 VDC | VA,nom = 24 VDC | VA,nom = 24 VDC | VA,nom = 24 VDC | VA,nom = 24 VDC | VA,nom = 24 VDC | VA,nom = 24 VDC | VA,nom = 24 VDC | VA,nom = 24 VDC | VA,nom = 24 VDC | VA,nom = 24 VDC | VA,nom = 24 VDC | VA,nom = 24 VDC | VA,nom = 24 VDC | VA,nom = 24 VDC | VA,nom = 24 VDC | VA,nom = 24 VDC | VA,nom = 24 VDC | VA,nom = 24 VDC | VA,nom = 24 VDC | VA,nom = 24 VDC
| 48 to 250Vdc/100 to 230Vac | 48 to 250Vdc/100 to 230Vac | 48 to 250Vdc/100 to 230Vac | 48 to 250Vdc/100 to 230Vac | 48 to 250Vdc/100 to 230Vac | 48 to 250Vdc/100 to 230Vac | 48 to 250Vdc/100 to 230Vac | 48 to 250Vdc/100 to 230Vac | 48 to 250Vdc/100 to 230Vac | 48 to 250Vdc/100 to 230Vac | 48 to 250Vdc/100 to 230Vac | 48 to 250Vdc/100 to 230Vac | 48 to 250Vdc/100 to 230Vac | 48 to 250Vdc/100 to 230Vac | 48 to 250Vdc/100 to 230Vac | 48 to 250Vdc/100 to 230Vac | 48 to 250Vdc/100 to 230Vac | 48 to 250Vdc/100 to 230Vac | 48 to 250Vdc/100 to 230Vac | 48 to 250Vdc/100 to 230Vac | VA,nom = 48 ... 250 VDC / 100 ... 230 VAC | VA,nom = 48 ... 250 VDC / 100 ... 230 VAC | VA,nom = 48 ... 250 VDC / 100 ... 230 VAC | VA,nom = 48 ... 250 VDC / 100 ... 230 VAC | VA,nom = 48 ... 250 VDC / 100 ... 230 VAC | VA,nom = 48 ... 250 VDC / 100 ... 230 VAC | VA,nom = 48 ... 250 VDC / 100 ... 230 VAC | VA,nom = 48 ... 250 VDC / 100 ... 230 VAC | VA,nom = 48 ... 250 VDC / 100 ... 230 VAC | VA,nom = 48 ... 250 VDC / 100 ... 230 VAC | VA,nom = 48 ... 250 VDC / 100 ... 230 VAC | VA,nom = 48 ... 250 VDC / 100 ... 230 VAC | VA,nom = 48 ... 250 VDC / 100 ... 230 VAC | VA,nom = 48 ... 250 VDC / 100 ... 230 VAC | VA,nom = 48 ... 250 VDC / 100 ... 230 VAC | VA,nom = 48 ... 250 VDC / 100 ... 230 VAC | VA,nom = 48 ... 250 VDC / 100 ... 230 VAC | VA,nom = 48 ... 250 VDC / 100 ... 230 VAC | VA,nom = 48 ... 250 VDC / 100 ... 230 VAC | VA,nom = 48 ... 250 VDC / 100 ... 230 VAC | VA,nom = 48 ... 250 VDC / 100 ... 230 VAC | VA,nom = 48 ... 250 VDC / 100 ... 230 VAC | VA,nom = 48 ... 250 VDC / 100 ... 230 VAC | VA,nom = 48 ... 250 VDC / 100 ... 230 VAC | VA,nom = 48 ... 250 VDC / 100 ... 230 VAC | VA,nom = 48 ... 250 VDC / 100 ... 230 VAC | VA,nom = 48 ... 250 VDC / 100 ... 230 VAC | VA,nom = 48 ... 250 VDC / 100 ... 230 VAC | VA,nom = 48 ... 250 VDC / 100 ... 230 VAC | VA,nom = 48 ... 250 VDC / 100 ... 230 VAC | VA,nom = 48 ... 250 VDC / 100 ... 230 VAC
| 24Vdc and 6 output relays, 4 with thyristor | 24Vdc and 6 output relays, 4 with thyristor | 24Vdc and 6 output relays, 4 with thyristor | 24Vdc and 6 output relays, 4 with thyristor | 24Vdc and 6 output relays, 4 with thyristor | 24Vdc and 6 output relays, 4 with thyristor | 24Vdc and 6 output relays, 4 with thyristor | 24Vdc and 6 output relays, 4 with thyristor | 24Vdc and 6 output relays, 4 with thyristor | 24Vdc and 6 output relays, 4 with thyristor | 24Vdc and 6 output relays, 4 with thyristor | 24Vdc and 6 output relays, 4 with thyristor | 24Vdc and 6 output relays, 4 with thyristor | 24Vdc and 6 output relays, 4 with thyristor | 24Vdc and 6 output relays, 4 with thyristor | 24Vdc and 6 output relays, 4 with thyristor | 24Vdc and 6 output relays, 4 with thyristor | 24Vdc and 6 output relays, 4 with thyristor | 24Vdc and 6 output relays, 4 with thyristor | 24Vdc and 6 output relays, 4 with thyristor | VA,nom = 24 VDC and 6 output relays, 4 with thyristor | VA,nom = 24 VDC and 6 output relays, 4 with thyristor | VA,nom = 24 VDC and 6 output relays, 4 with thyristor | VA,nom = 24 VDC and 6 output relays, 4 with thyristor | VA,nom = 24 VDC and 6 output relays, 4 with thyristor | VA,nom = 24 VDC and 6 output relays, 4 with thyristor | VA,nom = 24 VDC and 6 output relays, 4 with thyristor | VA,nom = 24 VDC and 6 output relays, 4 with thyristor | VA,nom = 24 VDC and 6 output relays, 4 with thyristor | VA,nom = 24 VDC and 6 output relays, 4 with thyristor | VA,nom = 24 VDC and 6 output relays, 4 with thyristor | VA,nom = 24 VDC and 6 output relays, 4 with thyristor | VA,nom = 24 VDC and 6 output relays, 4 with thyristor | VA,nom = 24 VDC and 6 output relays, 4 with thyristor | VA,nom = 24 VDC and 6 output relays, 4 with thyristor | VA,nom = 24 VDC and 6 output relays, 4 with thyristor | VA,nom = 24 VDC and 6 output relays, 4 with thyristor | VA,nom = 24 VDC and 6 output relays, 4 with thyristor | VA,nom = 24 VDC and 6 output relays, 4 with thyristor | VA,nom = 24 VDC and 6 output relays, 4 with thyristor | VA,nom = 24 VDC and 6 output relays, 4 with thyristor | VA,nom = 24 VDC and 6 output relays, 4 with thyristor | VA,nom = 24 VDC and 6 output relays, 4 with thyristor | VA,nom = 24 VDC and 6 output relays, 4 with thyristor | VA,nom = 24 VDC and 6 output relays, 4 with thyristor | VA,nom = 24 VDC and 6 output relays, 4 with thyristor | VA,nom = 24 VDC and 6 output relays, 4 with thyristor | VA,nom = 24 VDC and 6 output relays, 4 with thyristor | VA,nom = 24 VDC and 6 output relays, 4 with thyristor | VA,nom = 24 VDC and 6 output relays, 4 with thyristor | VA,nom = 24 VDC and 6 output relays, 4 with thyristor
| 48 to 250Vdc/100 to 230Vac and 6 output relays, 4 with thyristor | 48 to 250Vdc/100 to 230Vac and 6 output relays, 4 with thyristor | 48 to 250Vdc/100 to 230Vac and 6 output relays, 4 with thyristor | 48 to 250Vdc/100 to 230Vac and 6 output relays, 4 with thyristor | 48 to 250Vdc/100 to 230Vac and 6 output relays, 4 with thyristor | 48 to 250Vdc/100 to 230Vac and 6 output relays, 4 with thyristor | 48 to 250Vdc/100 to 230Vac and 6 output relays, 4 with thyristor | 48 to 250Vdc/100 to 230Vac and 6 output relays, 4 with thyristor | 48 to 250Vdc/100 to 230Vac and 6 output relays, 4 with thyristor | 48 to 250Vdc/100 to 230Vac and 6 output relays, 4 with thyristor | 48 to 250Vdc/100 to 230Vac and 6 output relays, 4 with thyristor | 48 to 250Vdc/100 to 230Vac and 6 output relays, 4 with thyristor | 48 to 250Vdc/100 to 230Vac and 6 output relays, 4 with thyristor | 48 to 250Vdc/100 to 230Vac and 6 output relays, 4 with thyristor | 48 to 250Vdc/100 to 230Vac and 6 output relays, 4 with thyristor | 48 to 250Vdc/100 to 230Vac and 6 output relays, 4 with thyristor | 48 to 250Vdc/100 to 230Vac and 6 output relays, 4 with thyristor | 48 to 250Vdc/100 to 230Vac and 6 output relays, 4 with thyristor | 48 to 250Vdc/100 to 230Vac and 6 output relays, 4 with thyristor | 48 to 250Vdc/100 to 230Vac and 6 output relays, 4 with thyristor | VA,nom = 48 ... 250 VDC / 100 ... 230 VAC and 6 output relays, 4 with thyristor | VA,nom = 48 ... 250 VDC / 100 ... 230 VAC and 6 output relays, 4 with thyristor | VA,nom = 48 ... 250 VDC / 100 ... 230 VAC and 6 output relays, 4 with thyristor | VA,nom = 48 ... 250 VDC / 100 ... 230 VAC and 6 output relays, 4 with thyristor | VA,nom = 48 ... 250 VDC / 100 ... 230 VAC and 6 output relays, 4 with thyristor | VA,nom = 48 ... 250 VDC / 100 ... 230 VAC and 6 output relays, 4 with thyristor | VA,nom = 48 ... 250 VDC / 100 ... 230 VAC and 6 output relays, 4 with thyristor | VA,nom = 48 ... 250 VDC / 100 ... 230 VAC and 6 output relays, 4 with thyristor | VA,nom = 48 ... 250 VDC / 100 ... 230 VAC and 6 output relays, 4 with thyristor | VA,nom = 48 ... 250 VDC / 100 ... 230 VAC and 6 output relays, 4 with thyristor | VA,nom = 48 ... 250 VDC / 100 ... 230 VAC and 6 output relays, 4 with thyristor | VA,nom = 48 ... 250 VDC / 100 ... 230 VAC and 6 output relays, 4 with thyristor | VA,nom = 48 ... 250 VDC / 100 ... 230 VAC and 6 output relays, 4 with thyristor | VA,nom = 48 ... 250 VDC / 100 ... 230 VAC and 6 output relays, 4 with thyristor | VA,nom = 48 ... 250 VDC / 100 ... 230 VAC and 6 output relays, 4 with thyristor | VA,nom = 48 ... 250 VDC / 100 ... 230 VAC and 6 output relays, 4 with thyristor | VA,nom = 48 ... 250 VDC / 100 ... 230 VAC and 6 output relays, 4 with thyristor | VA,nom = 48 ... 250 VDC / 100 ... 230 VAC and 6 output relays, 4 with thyristor | VA,nom = 48 ... 250 VDC / 100 ... 230 VAC and 6 output relays, 4 with thyristor | VA,nom = 48 ... 250 VDC / 100 ... 230 VAC and 6 output relays, 4 with thyristor | VA,nom = 48 ... 250 VDC / 100 ... 230 VAC and 6 output relays, 4 with thyristor | VA,nom = 48 ... 250 VDC / 100 ... 230 VAC and 6 output relays, 4 with thyristor | VA,nom = 48 ... 250 VDC / 100 ... 230 VAC and 6 output relays, 4 with thyristor | VA,nom = 48 ... 250 VDC / 100 ... 230 VAC and 6 output relays, 4 with thyristor | VA,nom = 48 ... 250 VDC / 100 ... 230 VAC and 6 output relays, 4 with thyristor | VA,nom = 48 ... 250 VDC / 100 ... 230 VAC and 6 output relays, 4 with thyristor | VA,nom = 48 ... 250 VDC / 100 ... 230 VAC and 6 output relays, 4 with thyristor | VA,nom = 48 ... 250 VDC / 100 ... 230 VAC and 6 output relays, 4 with thyristor | VA,nom = 48 ... 250 VDC / 100 ... 230 VAC and 6 output relays, 4 with thyristor | VA,nom = 48 ... 250 VDC / 100 ... 230 VAC and 6 output relays, 4 with thyristor | VA,nom = 48 ... 250 VDC / 100 ... 230 VAC and 6 output relays, 4 with thyristor
| 24Vdc (+6 output relays) | 24Vdc (+6 output relays) | 24Vdc (+6 output relays) | 24Vdc (+6 output relays) | 24Vdc (+6 output relays) | 24Vdc (+6 output relays) | 24Vdc (+6 output relays) | 24Vdc (+6 output relays) | 24Vdc (+6 output relays) | 24Vdc (+6 output relays) | 24Vdc (+6 output relays) | 24Vdc (+6 output relays) | 24Vdc (+6 output relays) | 24Vdc (+6 output relays) | 24Vdc (+6 output relays) | 24Vdc (+6 output relays) | 24Vdc (+6 output relays) | 24Vdc (+6 output relays) | 24Vdc (+6 output relays) | 24Vdc (+6 output relays) | VA,nom = 24 VDC and 6 output relays | VA,nom = 24 VDC and 6 output relays | VA,nom = 24 VDC and 6 output relays | VA,nom = 24 VDC and 6 output relays | VA,nom = 24 VDC and 6 output relays | VA,nom = 24 VDC and 6 output relays | VA,nom = 24 VDC and 6 output relays | VA,nom = 24 VDC and 6 output relays | VA,nom = 24 VDC and 6 output relays | VA,nom = 24 VDC and 6 output relays | VA,nom = 24 VDC and 6 output relays | VA,nom = 24 VDC and 6 output relays | VA,nom = 24 VDC and 6 output relays | VA,nom = 24 VDC and 6 output relays | VA,nom = 24 VDC and 6 output relays | VA,nom = 24 VDC and 6 output relays | VA,nom = 24 VDC and 6 output relays | VA,nom = 24 VDC and 6 output relays | VA,nom = 24 VDC and 6 output relays | VA,nom = 24 VDC and 6 output relays | VA,nom = 24 VDC and 6 output relays | VA,nom = 24 VDC and 6 output relays | VA,nom = 24 VDC and 6 output relays | VA,nom = 24 VDC and 6 output relays | VA,nom = 24 VDC and 6 output relays | VA,nom = 24 VDC and 6 output relays | VA,nom = 24 VDC and 6 output relays | VA,nom = 24 VDC and 6 output relays | VA,nom = 24 VDC and 6 output relays | VA,nom = 24 VDC and 6 output relays | VA,nom = 24 VDC and 6 output relays
| 48 to 250Vdc/100 to 230Vac (+6 output relays) | 48 to 250Vdc/100 to 230Vac (+6 output relays) | 48 to 250Vdc/100 to 230Vac (+6 output relays) | 48 to 250Vdc/100 to 230Vac (+6 output relays) | 48 to 250Vdc/100 to 230Vac (+6 output relays) | 48 to 250Vdc/100 to 230Vac (+6 output relays) | 48 to 250Vdc/100 to 230Vac (+6 output relays) | 48 to 250Vdc/100 to 230Vac (+6 output relays) | 48 to 250Vdc/100 to 230Vac (+6 output relays) | 48 to 250Vdc/100 to 230Vac (+6 output relays) | 48 to 250Vdc/100 to 230Vac (+6 output relays) | 48 to 250Vdc/100 to 230Vac (+6 output relays) | 48 to 250Vdc/100 to 230Vac (+6 output relays) | 48 to 250Vdc/100 to 230Vac (+6 output relays) | 48 to 250Vdc/100 to 230Vac (+6 output relays) | 48 to 250Vdc/100 to 230Vac (+6 output relays) | 48 to 250Vdc/100 to 230Vac (+6 output relays) | 48 to 250Vdc/100 to 230Vac (+6 output relays) | 48 to 250Vdc/100 to 230Vac (+6 output relays) | 48 to 250Vdc/100 to 230Vac (+6 output relays) | VA,nom = 48 ... 250 VDC / 100 ... 230 VAC and 6 output relays | VA,nom = 48 ... 250 VDC / 100 ... 230 VAC and 6 output relays | VA,nom = 48 ... 250 VDC / 100 ... 230 VAC and 6 output relays | VA,nom = 48 ... 250 VDC / 100 ... 230 VAC and 6 output relays | VA,nom = 48 ... 250 VDC / 100 ... 230 VAC and 6 output relays | VA,nom = 48 ... 250 VDC / 100 ... 230 VAC and 6 output relays | VA,nom = 48 ... 250 VDC / 100 ... 230 VAC and 6 output relays | VA,nom = 48 ... 250 VDC / 100 ... 230 VAC and 6 output relays | VA,nom = 48 ... 250 VDC / 100 ... 230 VAC and 6 output relays | VA,nom = 48 ... 250 VDC / 100 ... 230 VAC and 6 output relays | VA,nom = 48 ... 250 VDC / 100 ... 230 VAC and 6 output relays | VA,nom = 48 ... 250 VDC / 100 ... 230 VAC and 6 output relays | VA,nom = 48 ... 250 VDC / 100 ... 230 VAC and 6 output relays | VA,nom = 48 ... 250 VDC / 100 ... 230 VAC and 6 output relays | VA,nom = 48 ... 250 VDC / 100 ... 230 VAC and 6 output relays | VA,nom = 48 ... 250 VDC / 100 ... 230 VAC and 6 output relays | VA,nom = 48 ... 250 VDC / 100 ... 230 VAC and 6 output relays | VA,nom = 48 ... 250 VDC / 100 ... 230 VAC and 6 output relays | VA,nom = 48 ... 250 VDC / 100 ... 230 VAC and 6 output relays | VA,nom = 48 ... 250 VDC / 100 ... 230 VAC and 6 output relays | VA,nom = 48 ... 250 VDC / 100 ... 230 VAC and 6 output relays | VA,nom = 48 ... 250 VDC / 100 ... 230 VAC and 6 output relays | VA,nom = 48 ... 250 VDC / 100 ... 230 VAC and 6 output relays | VA,nom = 48 ... 250 VDC / 100 ... 230 VAC and 6 output relays | VA,nom = 48 ... 250 VDC / 100 ... 230 VAC and 6 output relays | VA,nom = 48 ... 250 VDC / 100 ... 230 VAC and 6 output relays | VA,nom = 48 ... 250 VDC / 100 ... 230 VAC and 6 output relays | VA,nom = 48 ... 250 VDC / 100 ... 230 VAC and 6 output relays | VA,nom = 48 ... 250 VDC / 100 ... 230 VAC and 6 output relays | VA,nom = 48 ... 250 VDC / 100 ... 230 VAC and 6 output relays | VA,nom = 48 ... 250 VDC / 100 ... 230 VAC and 6 output relays
[34 empty] | VA,nom = 24 VDC and 4 high break contacts |  |  | VA,nom = 24 VDC and 4 high break contacts |  | VA,nom = 24 VDC and 4 high break contacts
[34 empty] | VA,nom = 48 ... 250 VDC / 100 ... 230 VAC and 4 high break contacts |  |  | VA,nom = 48 ... 250 VDC / 100 ... 230 VAC and 4 high break contacts |  | VA,nom = 48 ... 250 VDC / 100 ... 230 VAC and 4 high break contacts
Additional Options
| Without | Without | Without | Without | Without | Without | Without | Without | Without | Without | Without | Without | Without | Without | Without | Without | Without | Without | Without | Without | Without | Without | Without | Without | Without | Without | Without | Without | Without | Without | Without | Without | Without | Without | Without | Without | Without | Without | Without | Without | Without | Without | Without | Without | Without | Without | Without | Without | Without | Without | Without
| 0 | 0 | 0 | 0 | 0 | 0 | 0 | 0 | 0 | 0 | 0 | 0 | 0 | 0 | 0 | 0 | 0 | 0 | 0 | 0 | 0 | 0 | 0 | 0 | 0 | 0 | 0 | 0 | 0 | 0 | 0 | 0 | 0 | 0 | 0 | 0 | 0 | 0 | 0 | 0 | 0 | 0 | 0 | 0 | 0 | 0 | 0 | 0 | 0 | 0 | 0
| With analogue module | With analogue module | With analogue module | With analogue module | With analogue module | With analogue module | With analogue module | With analogue module | With analogue module | With analogue module | With analogue module | With analogue module | With analogue module | With analogue module | With analogue module | With analogue module | With analogue module | With analogue module | With analogue module | With analogue module | With analogue module | With analogue module | With analogue module | With analogue module | With analogue module | With analogue module | With analogue module | With analogue module | With analogue module | With analogue module | With analogue module | With analogue module | With analogue module | With analogue module | With analogue module | With analogue module | With analogue module | With analogue module | With analogue module | With analogue module | With analogue module | With analogue module | With analogue module | With analogue module | With analogue module | With analogue module | With analogue module | With analogue module | With analogue module | With analogue module | With analogue module
| 2 | 2 | 2 | 2 | 2 | 2 | 2 | 2 | 2 | 2 | 2 | 2 | 2 | 2 | 2 | 2 | 2 | 2 | 2 | 2 | 2 | 2 | 2 | 2 | 2 | 2 | 2 | 2 | 2 | 2 | 2 | 2 | 2 | 2 | 2 | 2 | 2 | 2 | 2 | 2 | 2 | 2 | 2 | 2 | 2 | 2 | 2 | 2 | 2 | 2 | 2
| With binary module (24 binary inputs) | With binary module (24 binary inputs) | With binary module (24 binary inputs) | With binary module (24 binary inputs) | With binary module (24 binary inputs) | With binary module (24 binary inputs) | With binary module (24 binary inputs) | With binary module (24 binary inputs) | With binary module (24 binary inputs) | With binary module (24 binary inputs) | With binary module (24 binary inputs) | With binary module (24 binary inputs) | With binary module (24 binary inputs) | With binary module (24 binary inputs) | With binary module (24 binary inputs) | With binary module (24 binary inputs) | With binary module (24 binary inputs) | With binary module (24 binary inputs) | With binary module (24 binary inputs) | With binary module (24 binary inputs) | With binary module (add. 24 binary inputs) | With binary module (add. 24 binary inputs) | With binary module (add. 24 binary inputs) | With binary module (add. 24 binary inputs) | With binary module (add. 24 binary inputs) | With binary module (add. 24 binary inputs) | With binary module (add. 24 binary inputs) | With binary module (add. 24 binary inputs) | With binary module (add. 24 binary inputs) | With binary module (add. 24 binary inputs) | With binary module (add. 24 binary inputs) | With binary module (add. 24 binary inputs) | With binary module (add. 24 binary inputs) | With binary module (add. 24 binary inputs) | With binary module (add. 24 binary inputs) | With binary module (add. 24 binary inputs) | With binary module (add. 24 binary inputs) | With binary module (add. 24 binary inputs) | With binary module (add. 24 binary inputs) | With binary module (add. 24 binary inputs) | With binary module (add. 24 binary inputs) | With binary module (add. 24 binary inputs) | With binary module (add. 24 binary inputs) | With binary module (add. 24 binary inputs) | With binary module (add. 24 binary inputs) | With binary module (add. 24 binary inputs) | With binary module (add. 24 binary inputs) | With binary module (add. 24 binary inputs) | With binary module (add. 24 binary inputs) | With binary module (add. 24 binary inputs) | With binary module (add. 24 binary inputs)
| 4 | 4 | 4 | 4 | 4 | 4 | 4 | 4 | 4 | 4 | 4 | 4 | 4 | 4 | 4 | 4 | 4 | 4 | 4 | 4 | 4 | 4 | 4 | 4 | 4 | 4 | 4 | 4 | 4 | 4 | 4 | 4 | 4 | 4 | 4 | 4 | 4 | 4 | 4 | 4 | 4 | 4 | 4 | 4 | 4 | 4 | 4 | 4 | 4 | 4 | 4
| With binary module (24 binary inputs) and analogue module | With binary module (24 binary inputs) and analogue module | With binary module (24 binary inputs) and analogue module | With binary module (24 binary inputs) and analogue module | With binary module (24 binary inputs) and analogue module | With binary module (24 binary inputs) and analogue module | With binary module (24 binary inputs) and analogue module | With binary module (24 binary inputs) and analogue module | With binary module (24 binary inputs) and analogue module | With binary module (24 binary inputs) and analogue module | With binary module (24 binary inputs) and analogue module | With binary module (24 binary inputs) and analogue module | With binary module (24 binary inputs) and analogue module | With binary module (24 binary inputs) and analogue module | With binary module (24 binary inputs) and analogue module | With binary module (24 binary inputs) and analogue module | With binary module (24 binary inputs) and analogue module | With binary module (24 binary inputs) and analogue module | With binary module (24 binary inputs) and analogue module | With binary module (24 binary inputs) and analogue module | With analogue and binary module (add. 24 binary inputs) | With analogue and binary module (add. 24 binary inputs) | With analogue and binary module (add. 24 binary inputs) | With analogue and binary module (add. 24 binary inputs) | With analogue and binary module (add. 24 binary inputs) | With analogue and binary module (add. 24 binary inputs) | With analogue and binary module (add. 24 binary inputs) | With analogue and binary module (add. 24 binary inputs) | With analogue and binary module (add. 24 binary inputs) | With analogue and binary module (add. 24 binary inputs) | With analogue and binary module (add. 24 binary inputs) | With analogue and binary module (add. 24 binary inputs) | With analogue and binary module (add. 24 binary inputs) | With analogue and binary module (add. 24 binary inputs) | With analogue and binary module (add. 24 binary inputs) | With analogue and binary module (add. 24 binary inputs) | With analogue and binary module (add. 24 binary inputs) | With analogue and binary module (add. 24 binary inputs) | With analogue and binary module (add. 24 binary inputs) | With analogue and binary module (add. 24 binary inputs) | With analogue and binary module (add. 24 binary inputs) | With analogue and binary module (add. 24 binary inputs) | With analogue and binary module (add. 24 binary inputs) | With analogue and binary module (add. 24 binary inputs) | With analogue and binary module (add. 24 binary inputs) | With analogue and binary module (add. 24 binary inputs) | With analogue and binary module (add. 24 binary inputs) | With analogue and binary module (add. 24 binary inputs) | With analogue and binary module (add. 24 binary inputs) | With analogue and binary module (add. 24 binary inputs) | With analogue and binary module (add. 24 binary inputs)
| 6 | 6 | 6 | 6 | 6 | 6 | 6 | 6 | 6 | 6 | 6 | 6 | 6 | 6 | 6 | 6 | 6 | 6 | 6 | 6 | 6 | 6 | 6 | 6 | 6 | 6 | 6 | 6 | 6 | 6 | 6 | 6 | 6 | 6 | 6 | 6 | 6 | 6 | 6 | 6 | 6 | 6 | 6 | 6 | 6 | 6 | 6 | 6 | 6 | 6 | 6
Hardware Issue (Date dependent)
| A | A | A | B | B | B | B | B | B | B | B | B | B | B | B | B | B | B | B | B | B | B | B | B | B | B | B | B | B | F | B | B | G | G | F | G | G | G | G | F | G | G | G | G | G | G | F | G | G | G | G
| -301 | -301 | -301 | -302 | -302 | -302 | -302 | -302 | -302 | -302 | -302 | -302 | -302 | -302 | -302 | -302 | -302 | -302 | -302 | -302 | -302 | -302 | -302 | -302 | -302 | -302 | -302 | -302 | -302 | -306 | -302 | -302 | -307 | -307 | -306 | -307 | -307 | -307 | -307 | -306 | -307 | -307 | -307 | -307 | -307 | -307 | -306 | -307 | -307 | -307 | -307
Case Size / Ring or Pin
| -401 | -401 | -401 | -401 | -401 | -401 | -401 | -401 | -401 | -401 | -401 | -401 | -401 | -401 | -401 | -401 | -401 | -401 | -401 | -401 | -401 | -401 | -401 | -401 | -401 | -401 | -401 | -401 | -401 | -407 | -401 | -401 | -407 | -407 | -407 | -407 | -407 | -407 | -407 | -407 | -407 | -407 | -407 | -407 | -407 | -407 | -407 | -407 | -407 | -407 | -407
| 1 | 1 | 1 | 1 | 1 | 1 | A | A | A | A | A | A | A | A | A | A | A | A | A | A | A | A | A | A | A | A | A | A | A | G | A | A | G | G | G | G | G | G | G | G | G | G | G | G | G | G | G | G | G | G | G
| -402 | -402 | -402 | -402 | -402 | -402 | -402 | -402 | -402 | -402 | -402 | -402 | -402 | -402 | -402 | -402 | -402 | -402 | -402 | -402 | -402 | -402 | -402 | -402 | -402 | -402 | -402 | -402 | -402 | -408 | -402 | -402 | -408 | -408 | -408 | -408 | -408 | -408 | -408 | -408 | -408 | -408 | -408 | -408 | -408 | -408 | -408 | -408 | -408 | -408 | -408
| 2 | 2 | 2 | 2 | 2 | 2 | B | B | B | B | B | B | B | B | B | B | B | B | B | B | B | B | B | B | B | B | B | B | B | H | B | B | H | H | H | H | H | H | H | H | H | H | H | H | H | H | H | H | H | H | H
| -402 | -402 | -402 | -403 | -403 | -403 | -403 | -403 | -403 | -403 | -403 | -403 | -403 | -403 | -403 | -403 | -403 | -403 | -403 | -403 | -403 | -403 | -403 | -403 | -403 | -403 | -403 | -403 | -403 | -409 | -403 | -403 | -409 | -409 | -409 | -409 | -409 | -409 | -409 | -409 | -409 | -409 | -409 | -409 | -409 | -409 | -409 | -409 | -409 | -409 | -409
| 2 | 2 | 2 | 3 | 3 | 3 | C | C | C | C | C | C | C | C | C | C | C | C | C | C | C | C | C | C | C | C | C | C | C | I | C | C | I | I | I | I | I | I | I | I | I | I | I | I | I | I | I | I | I | I | I
Interfaces
| None | None | None | None | None | None | None | None | None | None | None | None | None | None | None | None | None | None | None | None | None | None | None | None | None | None | None | None | None | None | None | None | None | None | None | None | None | None | None | None | None | None | None | None | None | None | None | None | None | None | None
| IEC 60870-5-103 | IEC 60870-5-103 | IEC 60870-5-103 | IEC 60870-5-103 | IEC 60870-5-103 | IEC 60870-5-103 | IEC 60870-5-103 | IEC 60870-5-103 | IEC 60870-5-103 | IEC 60870-5-103 | IEC 60870-5-103 | IEC 60870-5-103 | IEC 60870-5-103 | IEC 60870-5-103 | IEC 60870-5-103 | IEC 60870-5-103 | IEC 60870-5-103 | IEC 60870-5-103 | IEC 60870-5-103 | IEC 60870-5-103 | Protocol IEC 60870-5-103 | Protocol IEC 60870-5-103 | Protocol IEC 60870-5-103 | Protocol IEC 60870-5-103 | Protocol IEC 60870-5-103 | Protocol IEC 60870-5-103 | Protocol IEC 60870-5-103 | Protocol IEC 60870-5-103 | Protocol IEC 60870-5-103 | Protocol IEC 60870-5-103 | Protocol IEC 60870-5-103 | Protocol IEC 60870-5-103 | Protocol IEC 60870-5-103 | Protocol IEC 60870-5-103 | Protocol IEC 60870-5-103 | Protocol IEC 60870-5-103 | Protocol IEC 60870-5-103 | Protocol IEC 60870-5-103 | Protocol IEC 60870-5-103 | Protocol IEC 60870-5-103 | Protocol IEC 60870-5-103 | Protocol IEC 60870-5-103 | Protocol IEC 60870-5-103 | Protocol IEC 60870-5-103 | Protocol IEC 60870-5-103 | Protocol IEC 60870-5-103 | Protocol IEC 60870-5-103 | Protocol IEC 60870-5-103 | Protocol IEC 60870-5-103 | Protocol IEC 60870-5-103 | Protocol IEC 60870-5-103
| Switched (IEC 60870-5-101/-103, Modbus, DNP3.0) & (IRIG-B) | Switched (IEC 60870-5-101/-103, Modbus, DNP3.0) & (IRIG-B) | Switched (IEC 60870-5-101/-103, Modbus, DNP3.0) & (IRIG-B) | Switched (IEC 60870-5-101/-103, Modbus, DNP3.0) & (IRIG-B) | Switched (IEC 60870-5-101/-103, Modbus, DNP3.0) & (IRIG-B) | Switched (IEC 60870-5-101/-103, Modbus, DNP3.0) & (IRIG-B) | Switched (IEC 60870-5-101/-103, Modbus, DNP3.0) & (IRIG-B) | Switched (IEC 60870-5-101/-103, Modbus, DNP3.0) & (IRIG-B) | Switched (IEC 60870-5-101/-103, Modbus, DNP3.0) & (IRIG-B) | Switched (IEC 60870-5-101/-103, Modbus, DNP3.0) & (IRIG-B) | Switched (IEC 60870-5-101/-103, Modbus, DNP3.0) & (IRIG-B) | Switched (IEC 60870-5-101/-103, Modbus, DNP3.0) & (IRIG-B) | Switched (IEC 60870-5-101/-103, Modbus, DNP3.0) & (IRIG-B) | Switched (IEC 60870-5-101/-103, Modbus, DNP3.0) & (IRIG-B) | Switched (IEC 60870-5-101/-103, Modbus, DNP3.0) & (IRIG-B) | Switched (IEC 60870-5-101/-103, Modbus, DNP3.0) & (IRIG-B) | Switched (IEC 60870-5-101/-103, Modbus, DNP3.0) & (IRIG-B) | Switched (IEC 60870-5-101/-103, Modbus, DNP3.0) & (IRIG-B) | Switched (IEC 60870-5-101/-103, Modbus, DNP3.0) & (IRIG-B) | Switched (IEC 60870-5-101/-103, Modbus, DNP3.0) & (IRIG-B) | Protocol can be switched between: IEC 60870-5-101/-103, Modbus, DNP3.0,Courier and IRIG-B input for clock synchronisation and 2nd interface (RS485, IEC 60870-5-103) | Protocol can be switched between: IEC 60870-5-101/-103, Modbus, DNP3.0,Courier and IRIG-B input for clock synchronisation and 2nd interface (RS485, IEC 60870-5-103) | Protocol can be switched between: IEC 60870-5-101/-103, Modbus, DNP3.0,Courier and IRIG-B input for clock synchronisation and 2nd interface (RS485, IEC 60870-5-103) | Protocol can be switched between: IEC 60870-5-101/-103, Modbus, DNP3.0,Courier and IRIG-B input for clock synchronisation and 2nd interface (RS485, IEC 60870-5-103) | Protocol can be switched between: IEC 60870-5-101/-103, Modbus, DNP3.0,Courier and IRIG-B input for clock synchronisation and 2nd interface (RS485, IEC 60870-5-103) | Protocol can be switched between: IEC 60870-5-101/-103, Modbus, DNP3.0,Courier and IRIG-B input for clock synchronisation and 2nd interface (RS485, IEC 60870-5-103) | Protocol can be switched between: IEC 60870-5-101/-103, Modbus, DNP3.0,Courier and IRIG-B input for clock synchronisation and 2nd interface (RS485, IEC 60870-5-103) | Protocol can be switched between: IEC 60870-5-101/-103, Modbus, DNP3.0,Courier and IRIG-B input for clock synchronisation and 2nd interface (RS485, IEC 60870-5-103) | Protocol can be switched between: IEC 60870-5-101/-103, Modbus, DNP3.0,Courier and IRIG-B input for clock synchronisation and 2nd interface (RS485, IEC 60870-5-103) | Protocol can be switched between: IEC 60870-5-101/-103, Modbus, DNP3.0,Courier and IRIG-B input for clock synchronisation and 2nd interface (RS485, IEC 60870-5-103) | Protocol can be switched between: IEC 60870-5-101/-103, Modbus, DNP3.0,Courier and IRIG-B input for clock synchronisation and 2nd interface (RS485, IEC 60870-5-103) | Protocol can be switched between: IEC 60870-5-101/-103, Modbus, DNP3.0,Courier and IRIG-B input for clock synchronisation and 2nd interface (RS485, IEC 60870-5-103) | Protocol can be switched between: IEC 60870-5-101/-103, Modbus, DNP3.0,Courier and IRIG-B input for clock synchronisation and 2nd interface (RS485, IEC 60870-5-103) | Protocol can be switched between: IEC 60870-5-101/-103, Modbus, DNP3.0,Courier and IRIG-B input for clock synchronisation and 2nd interface (RS485, IEC 60870-5-103) | Protocol can be switched between: IEC 60870-5-101/-103, Modbus, DNP3.0,Courier and IRIG-B input for clock synchronisation and 2nd interface (RS485, IEC 60870-5-103) | Protocol can be switched between: IEC 60870-5-101/-103, Modbus, DNP3.0,Courier and IRIG-B input for clock synchronisation and 2nd interface (RS485, IEC 60870-5-103) | Protocol can be switched between: IEC 60870-5-101/-103, Modbus, DNP3.0,Courier and IRIG-B input for clock synchronisation and 2nd interface (RS485, IEC 60870-5-103) | Protocol can be switched between: IEC 60870-5-101/-103, Modbus, DNP3.0,Courier and IRIG-B input for clock synchronisation and 2nd interface (RS485, IEC 60870-5-103) | Protocol can be switched between: IEC 60870-5-101/-103, Modbus, DNP3.0,Courier and IRIG-B input for clock synchronisation and 2nd interface (RS485, IEC 60870-5-103) | Protocol can be switched between: IEC 60870-5-101/-103, Modbus, DNP3.0,Courier and IRIG-B input for clock synchronisation and 2nd interface (RS485, IEC 60870-5-103) | Protocol can be switched between: IEC 60870-5-101/-103, Modbus, DNP3.0,Courier and IRIG-B input for clock synchronisation and 2nd interface (RS485, IEC 60870-5-103) | Protocol can be switched between: IEC 60870-5-101/-103, Modbus, DNP3.0,Courier and IRIG-B input for clock synchronisation and 2nd interface (RS485, IEC 60870-5-103) | Protocol can be switched between: IEC 60870-5-101/-103, Modbus, DNP3.0,Courier and IRIG-B input for clock synchronisation and 2nd interface (RS485, IEC 60870-5-103) | Protocol can be switched between: IEC 60870-5-101/-103, Modbus, DNP3.0,Courier and IRIG-B input for clock synchronisation and 2nd interface (RS485, IEC 60870-5-103) | Protocol can be switched between: IEC 60870-5-101/-103, Modbus, DNP3.0,Courier and IRIG-B input for clock synchronisation and 2nd interface (RS485, IEC 60870-5-103) | Protocol can be switched between: IEC 60870-5-101/-103, Modbus, DNP3.0,Courier and IRIG-B input for clock synchronisation and 2nd interface (RS485, IEC 60870-5-103) | Protocol can be switched between: IEC 60870-5-101/-103, Modbus, DNP3.0,Courier and IRIG-B input for clock synchronisation and 2nd interface (RS485, IEC 60870-5-103) | Protocol can be switched between: IEC 60870-5-101/-103, Modbus, DNP3.0,Courier and IRIG-B input for clock synchronisation and 2nd interface (RS485, IEC 60870-5-103) | Protocol can be switched between: IEC 60870-5-101/-103, Modbus, DNP3.0,Courier and IRIG-B input for clock synchronisation and 2nd interface (RS485, IEC 60870-5-103) | Protocol can be switched between: IEC 60870-5-101/-103, Modbus, DNP3.0,Courier and IRIG-B input for clock synchronisation and 2nd interface (RS485, IEC 60870-5-103) | Protocol can be switched between: IEC 60870-5-101/-103, Modbus, DNP3.0,Courier and IRIG-B input for clock synchronisation and 2nd interface (RS485, IEC 60870-5-103)
[18 empty] | UCA2 | UCA2 | UCA2 | Protocol UCA2 | Protocol UCA2 | Protocol UCA2 | Protocol UCA2 Not Available | Protocol UCA2 Not Available | Protocol UCA2 Not Available | Protocol UCA2 Not Available | Protocol UCA2 Not Available | Protocol UCA2 Not Available | Protocol IEC 61850 | Protocol UCA2 Not Available | Protocol UCA2 Not Available | Protocol IEC 61850 | Protocol IEC 61850 | Protocol IEC 61850 | Protocol IEC 61850 | Protocol IEC 61850 | Protocol IEC 61850 | Protocol IEC 61850 | Protocol IEC 61850 | Protocol IEC 61850 | Protocol IEC 61850 | Protocol IEC 61850 | Protocol IEC 61850 | Protocol IEC 61850 | Protocol IEC 61850 | Protocol IEC 61850 | Protocol IEC 61850 | Protocol IEC 61850 | Protocol IEC 61850 | Protocol IEC 61850
Interfaces continued …
| 1 | 1 | 1 | 1 | 1 | 1 | 1 | 1 | 1 | 1 | 1 | 1 | 1 | 1 | 1 | 1 | 1 | 1 | 1 | 1 | 1 | 1 | 1 | 1 | 1 | 1 | 1 | 1 | 1 | 1 | 1 | 1 | 1 | 1 | 1 | 1 | 1 | 1 | 1 | 1 | 1 | 1 | 1 | 1 | 1 | 1 | 1 | 1 | 1 | 1 | 1
| 2 | 2 | 2 | 2 | 2 | 2 | 2 | 2 | 2 | 2 | 2 | 2 | 2 | 2 | 2 | 2 | 2 | 2 | 2 | 2 | 2 | 2 | 2 | 2 | 2 | 2 | 2 | 2 | 2 | 2 | 2 | 2 | 2 | 2 | 2 | 2 | 2 | 2 | 2 | 2 | 2 | 2 | 2 | 2 | 2 | 2 | 2 | 2 | 2 | 2 | 2
| For connection to wire, RS485, isolated | For connection to wire, RS485, isolated | For connection to wire, RS485, isolated | For connection to wire, RS485, isolated | For connection to wire, RS485, isolated | For connection to wire, RS485, isolated | For connection to wire, RS485, isolated | For connection to wire, RS485, isolated | For connection to wire, RS485, isolated | For connection to wire, RS485, isolated | For connection to wire, RS485, isolated | For connection to wire, RS485, isolated | For connection to wire, RS485, isolated | For connection to wire, RS485, isolated | For connection to wire, RS485, isolated | For connection to wire, RS485, isolated | For connection to wire, RS485, isolated | For connection to wire, RS485, isolated | For connection to wire, RS485, isolated | For connection to wire, RS485, isolated | For connection to wire, RS485, isolated | For connection to wire, RS485, isolated | For connection to wire, RS485, isolated | For connection to wire, RS485, isolated | For connection to wire, RS485, isolated | For connection to wire, RS485, isolated | For connection to wire, RS485, isolated | For connection to wire, RS485, isolated | For connection to wire, RS485, isolated | For connection to wire, RS485, isolated | For connection to wire, RS485, isolated | For connection to wire, RS485, isolated | For connection to wire, RS485, isolated | For connection to wire, RS485, isolated | For connection to wire, RS485, isolated | For connection to wire, RS485, isolated | For connection to wire, RS485, isolated | For connection to wire, RS485, isolated | For connection to wire, RS485, isolated | For connection to wire, RS485, isolated | For connection to wire, RS485, isolated | For connection to wire, RS485, isolated | For connection to wire, RS485, isolated | For connection to wire, RS485, isolated | For connection to wire, RS485, isolated | For connection to wire, RS485, isolated | For connection to wire, RS485, isolated | For connection to wire, RS485, isolated | For connection to wire, RS485, isolated | For connection to wire, RS485, isolated | For connection to wire, RS485, isolated
| For connection to plastic fibre, FSMA connector | For connection to plastic fibre, FSMA connector | For connection to plastic fibre, FSMA connector | For connection to plastic fibre, FSMA connector | For connection to plastic fibre, FSMA connector | For connection to plastic fibre, FSMA connector | For connection to plastic fibre, FSMA connector | For connection to plastic fibre, FSMA connector | For connection to plastic fibre, FSMA connector | For connection to plastic fibre, FSMA connector | For connection to plastic fibre, FSMA connector | For connection to plastic fibre, FSMA connector | For connection to plastic fibre, FSMA connector | For connection to plastic fibre, FSMA connector | For connection to plastic fibre, FSMA connector | For connection to plastic fibre, FSMA connector | For connection to plastic fibre, FSMA connector | For connection to plastic fibre, FSMA connector | For connection to plastic fibre, FSMA connector | For connection to plastic fibre, FSMA connector | For connection to plastic fibre, FSMA connector | For connection to plastic fibre, FSMA connector | For connection to plastic fibre, FSMA connector | For connection to plastic fibre, FSMA connector | For connection to plastic fibre, FSMA connector | For connection to plastic fibre, FSMA connector | For connection to plastic fibre, FSMA connector | For connection to plastic fibre, FSMA connector | For connection to plastic fibre, FSMA connector | For connection to plastic fibre, FSMA connector | For connection to plastic fibre, FSMA connector | For connection to plastic fibre, FSMA connector | For connection to plastic fibre, FSMA connector | For connection to plastic fibre, FSMA connector | For connection to plastic fibre, FSMA connector | For connection to plastic fibre, FSMA connector | For connection to plastic fibre, FSMA connector | For connection to plastic fibre, FSMA connector | For connection to plastic fibre, FSMA connector | For connection to plastic fibre, FSMA connector | For connection to plastic fibre, FSMA connector | For connection to plastic fibre, FSMA connector | For connection to plastic fibre, FSMA connector | For connection to plastic fibre, FSMA connector | For connection to plastic fibre, FSMA connector | For connection to plastic fibre, FSMA connector | For connection to plastic fibre, FSMA connector | For connection to plastic fibre, FSMA connector | For connection to plastic fibre, FSMA connector | For connection to plastic fibre, FSMA connector | For connection to plastic fibre, FSMA connector
| For connection to glass fibre, ST connector | For connection to glass fibre, ST connector | For connection to glass fibre, ST connector | For connection to glass fibre, ST connector | For connection to glass fibre, ST connector | For connection to glass fibre, ST connector | For connection to glass fibre, ST connector | For connection to glass fibre, ST connector | For connection to glass fibre, ST connector | For connection to glass fibre, ST connector | For connection to glass fibre, ST connector | For connection to glass fibre, ST connector | For connection to glass fibre, ST connector | For connection to glass fibre, ST connector | For connection to glass fibre, ST connector | For connection to glass fibre, ST connector | For connection to glass fibre, ST connector | For connection to glass fibre, ST connector | For connection to glass fibre, ST connector | For connection to glass fibre, ST connector | For connection to glass fibre, ST connector | For connection to glass fibre, ST connector | For connection to glass fibre, ST connector | For connection to glass fibre, ST connector | For connection to glass fibre, ST connector | For connection to glass fibre, ST connector | For connection to glass fibre, ST connector | For connection to glass fibre, ST connector | For connection to glass fibre, ST connector | For connection to glass fibre, ST connector | For connection to glass fibre, ST connector | For connection to glass fibre, ST connector | For connection to glass fibre, ST connector | For connection to glass fibre, ST connector | For connection to glass fibre, ST connector | For connection to glass fibre, ST connector | For connection to glass fibre, ST connector | For connection to glass fibre, ST connector | For connection to glass fibre, ST connector | For connection to glass fibre, ST connector | For connection to glass fibre, ST connector | For connection to glass fibre, ST connector | For connection to glass fibre, ST connector | For connection to glass fibre, ST connector | For connection to glass fibre, ST connector | For connection to glass fibre, ST connector | For connection to glass fibre, ST connector | For connection to glass fibre, ST connector | For connection to glass fibre, ST connector | For connection to glass fibre, ST connector | For connection to glass fibre, ST connector
| 3 | 3 | 3 | 3 | 3 | 3 | 3 | 3 | 3 | 3 | 3 | 3 | 3 | 3 | 3 | 3 | 3 | 3 | 3 | 3 | 3 | 3 | 3 | 3 | 3 | 3 | 3 | 3 | 3 | 3 | 3 | 3 | 3 | 3 | 3 | 3 | 3 | 3 | 3 | 3 | 3 | 3 | 3 | 3 | 3 | 3 | 3 | 3 | 3 | 3 | 3
| For connection to wire, RS485, isolated | For connection to wire, RS485, isolated | For connection to wire, RS485, isolated | For connection to wire, RS485, isolated | For connection to wire, RS485, isolated | For connection to wire, RS485, isolated | For connection to wire, RS485, isolated | For connection to wire, RS485, isolated | For connection to wire, RS485, isolated | For connection to wire, RS485, isolated | For connection to wire, RS485, isolated | For connection to wire, RS485, isolated | For connection to wire, RS485, isolated | For connection to wire, RS485, isolated | For connection to wire, RS485, isolated | For connection to wire, RS485, isolated | For connection to wire, RS485, isolated | For connection to wire, RS485, isolated | For connection to wire, RS485, isolated | For connection to wire, RS485, isolated | For connection to wire, RS485, isolated | For connection to wire, RS485, isolated | For connection to wire, RS485, isolated | For connection to wire, RS485, isolated | For connection to wire, RS485, isolated | For connection to wire, RS485, isolated | For connection to wire, RS485, isolated | For connection to wire, RS485, isolated | For connection to wire, RS485, isolated | For connection to wire, RS485, isolated | For connection to wire, RS485, isolated | For connection to wire, RS485, isolated | For connection to wire, RS485, isolated | For connection to wire, RS485, isolated | For connection to wire, RS485, isolated | For connection to wire, RS485, isolated | For connection to wire, RS485, isolated | For connection to wire, RS485, isolated | For connection to wire, RS485, isolated | For connection to wire, RS485, isolated | For connection to wire, RS485, isolated | For connection to wire, RS485, isolated | For connection to wire, RS485, isolated | For connection to wire, RS485, isolated | For connection to wire, RS485, isolated | For connection to wire, RS485, isolated | For connection to wire, RS485, isolated | For connection to wire, RS485, isolated | For connection to wire, RS485, isolated | For connection to wire, RS485, isolated | For connection to wire, RS485, isolated
| For connection to plastic fibre, FSMA connector | For connection to plastic fibre, FSMA connector | For connection to plastic fibre, FSMA connector | For connection to plastic fibre, FSMA connector | For connection to plastic fibre, FSMA connector | For connection to plastic fibre, FSMA connector | For connection to plastic fibre, FSMA connector | For connection to plastic fibre, FSMA connector | For connection to plastic fibre, FSMA connector | For connection to plastic fibre, FSMA connector | For connection to plastic fibre, FSMA connector | For connection to plastic fibre, FSMA connector | For connection to plastic fibre, FSMA connector | For connection to plastic fibre, FSMA connector | For connection to plastic fibre, FSMA connector | For connection to plastic fibre, FSMA connector | For connection to plastic fibre, FSMA connector | For connection to plastic fibre, FSMA connector | For connection to plastic fibre, FSMA connector | For connection to plastic fibre, FSMA connector | For connection to plastic fibre, FSMA connector | For connection to plastic fibre, FSMA connector | For connection to plastic fibre, FSMA connector | For connection to plastic fibre, FSMA connector | For connection to plastic fibre, FSMA connector | For connection to plastic fibre, FSMA connector | For connection to plastic fibre, FSMA connector | For connection to plastic fibre, FSMA connector | For connection to plastic fibre, FSMA connector | For connection to plastic fibre, FSMA connector | For connection to plastic fibre, FSMA connector | For connection to plastic fibre, FSMA connector | For connection to plastic fibre, FSMA connector | For connection to plastic fibre, FSMA connector | For connection to plastic fibre, FSMA connector | For connection to plastic fibre, FSMA connector | For connection to plastic fibre, FSMA connector | For connection to plastic fibre, FSMA connector | For connection to plastic fibre, FSMA connector | For connection to plastic fibre, FSMA connector | For connection to plastic fibre, FSMA connector | For connection to plastic fibre, FSMA connector | For connection to plastic fibre, FSMA connector | For connection to plastic fibre, FSMA connector | For connection to plastic fibre, FSMA connector | For connection to plastic fibre, FSMA connector | For connection to plastic fibre, FSMA connector | For connection to plastic fibre, FSMA connector | For connection to plastic fibre, FSMA connector | For connection to plastic fibre, FSMA connector | For connection to plastic fibre, FSMA connector
| For connection to glass fibre, ST connector | For connection to glass fibre, ST connector | For connection to glass fibre, ST connector | For connection to glass fibre, ST connector | For connection to glass fibre, ST connector | For connection to glass fibre, ST connector | For connection to glass fibre, ST connector | For connection to glass fibre, ST connector | For connection to glass fibre, ST connector | For connection to glass fibre, ST connector | For connection to glass fibre, ST connector | For connection to glass fibre, ST connector | For connection to glass fibre, ST connector | For connection to glass fibre, ST connector | For connection to glass fibre, ST connector | For connection to glass fibre, ST connector | For connection to glass fibre, ST connector | For connection to glass fibre, ST connector | For connection to glass fibre, ST connector | For connection to glass fibre, ST connector | For connection to glass fibre, ST connector | For connection to glass fibre, ST connector | For connection to glass fibre, ST connector | For connection to glass fibre, ST connector | For connection to glass fibre, ST connector | For connection to glass fibre, ST connector | For connection to glass fibre, ST connector | For connection to glass fibre, ST connector | For connection to glass fibre, ST connector | For connection to glass fibre, ST connector | For connection to glass fibre, ST connector | For connection to glass fibre, ST connector | For connection to glass fibre, ST connector | For connection to glass fibre, ST connector | For connection to glass fibre, ST connector | For connection to glass fibre, ST connector | For connection to glass fibre, ST connector | For connection to glass fibre, ST connector | For connection to glass fibre, ST connector | For connection to glass fibre, ST connector | For connection to glass fibre, ST connector | For connection to glass fibre, ST connector | For connection to glass fibre, ST connector | For connection to glass fibre, ST connector | For connection to glass fibre, ST connector | For connection to glass fibre, ST connector | For connection to glass fibre, ST connector | For connection to glass fibre, ST connector | For connection to glass fibre, ST connector | For connection to glass fibre, ST connector | For connection to glass fibre, ST connector
| 4 | 4 | 4 | 4 | 4 | 4 | 4 | 4 | 4 | 4 | 4 | 4 | 4 | 4 | 4 | 4 | 4 | 4 | 4 | 4 | 4 | 4 | 4 | 4 | 4 | 4 | 4 | 4 | 4 | 4 | 4 | 4 | 4 | 4 | 4 | 4 | 4 | 4 | 4 | 4 | 4 | 4 | 4 | 4 | 4 | 4 | 4 | 4 | 4 | 4 | 4
| For connection to wire, RS485, isolated | For connection to wire, RS485, isolated | For connection to wire, RS485, isolated | For connection to wire, RS485, isolated | For connection to wire, RS485, isolated | For connection to wire, RS485, isolated | For connection to wire, RS485, isolated | For connection to wire, RS485, isolated | For connection to wire, RS485, isolated | For connection to wire, RS485, isolated | For connection to wire, RS485, isolated | For connection to wire, RS485, isolated | For connection to wire, RS485, isolated | For connection to wire, RS485, isolated | For connection to wire, RS485, isolated | For connection to wire, RS485, isolated | For connection to wire, RS485, isolated | For connection to 10 Mhz Ethernet, glass fibre ST and wire RJ45 and 2nd rear interface (RS485, IEC 60870-5-103) | For connection to 10 Mhz Ethernet, glass fibre ST and wire RJ45 and 2nd rear interface (RS485, IEC 60870-5-103) | For connection to 10 Mhz Ethernet, glass fibre ST and wire RJ45 and 2nd rear interface (RS485, IEC 60870-5-103) | For connection to 10 Mhz Ethernet, glass fibre ST and wire RJ45 and 2nd rear interface (RS485, IEC 60870-5-103) | For connection to 10 Mhz Ethernet, glass fibre ST and wire RJ45 and 2nd rear interface (RS485, IEC 60870-5-103) | For connection to 10 Mhz Ethernet, glass fibre ST and wire RJ45 and 2nd rear interface (RS485, IEC 60870-5-103) | [6 empty] | 100Mbit/s Ethernet, glass fibre SC & wire RJ45 & (RS485, IEC 60870-5-103) |  |  | 100Mbit/s Ethernet, glass fibre SC & wire RJ45 & (RS485, IEC 60870-5-103) | 100Mbit/s Ethernet, glass fibre SC & wire RJ45 & (RS485, IEC 60870-5-103) | 100Mbit/s Ethernet, glass fibre SC & wire RJ45 & (RS485, IEC 60870-5-103) | 100Mbit/s Ethernet, glass fibre SC & wire RJ45 & (RS485, IEC 60870-5-103) | 100Mbit/s Ethernet, glass fibre SC & wire RJ45 & (RS485, IEC 60870-5-103) | 100Mbit/s Ethernet, glass fibre SC & wire RJ45 & (RS485, IEC 60870-5-103) | 100Mbit/s Ethernet, glass fibre SC & wire RJ45 & (RS485, IEC 60870-5-103) | 100Mbit/s Ethernet, glass fibre SC & wire RJ45 & (RS485, IEC 60870-5-103) | 100Mbit/s Ethernet, glass fibre SC & wire RJ45 & (RS485, IEC 60870-5-103) | 100Mbit/s Ethernet, glass fibre SC & wire RJ45 & (RS485, IEC 60870-5-103) | 100Mbit/s Ethernet, glass fibre SC & wire RJ45 & (RS485, IEC 60870-5-103) | 100Mbit/s Ethernet, glass fibre SC & wire RJ45 & (RS485, IEC 60870-5-103) | For connection to 100Mhz Ethernet, glass fibre SC & wire RJ45 and 2nd rear interface (RS485, IEC60870-5-103) | For connection to 100Mhz Ethernet, glass fibre SC & wire RJ45 and 2nd rear interface (RS485, IEC60870-5-103) | 100Mbit/s Ethernet, glass fibre SC & wire RJ45 & (RS485, IEC 60870-5-103) | 100Mbit/s Ethernet, glass fibre SC & wire RJ45 & (RS485, IEC 60870-5-103) | For connection to 100Mhz Ethernet, glass fibre SC & wire RJ45 and 2nd rear interface (RS485, IEC60870-5-103) | For connection to 100Mhz Ethernet, glass fibre SC & wire RJ45 and 2nd rear interface (RS485, IEC60870-5-103) | For connection to 100Mhz Ethernet, glass fibre SC & wire RJ45 and 2nd rear interface (RS485, IEC60870-5-103)
| For connection to plastic fibre, FSMA connector | For connection to plastic fibre, FSMA connector | For connection to plastic fibre, FSMA connector | For connection to plastic fibre, FSMA connector | For connection to plastic fibre, FSMA connector | For connection to plastic fibre, FSMA connector | For connection to plastic fibre, FSMA connector | For connection to plastic fibre, FSMA connector | For connection to plastic fibre, FSMA connector | For connection to plastic fibre, FSMA connector | For connection to plastic fibre, FSMA connector | For connection to plastic fibre, FSMA connector | For connection to plastic fibre, FSMA connector | For connection to plastic fibre, FSMA connector | For connection to plastic fibre, FSMA connector | For connection to plastic fibre, FSMA connector | For connection to plastic fibre, FSMA connector | For connection to 100 Mhz Ethernet, glass fibre ST and wire RJ45 and 2nd rear interface (RS485, IEC 60870-5-103) | For connection to 100 Mhz Ethernet, glass fibre ST and wire RJ45 and 2nd rear interface (RS485, IEC 60870-5-103) | For connection to 100 Mhz Ethernet, glass fibre ST and wire RJ45 and 2nd rear interface (RS485, IEC 60870-5-103) | For connection to 100 Mhz Ethernet, glass fibre SC and wire RJ45 and 2nd rear interface (RS485, IEC 60870-5-103) | For connection to 100 Mhz Ethernet, glass fibre SC and wire RJ45 and 2nd rear interface (RS485, IEC 60870-5-103) | For connection to 100 Mhz Ethernet, glass fibre SC and wire RJ45 and 2nd rear interface (RS485, IEC 60870-5-103) | [6 empty] | 100Mbit/s Ethernet, glass fibre ST & wire RJ45 & (RS485, IEC 60870-5-103) |  |  | 100Mbit/s Ethernet, glass fibre ST & wire RJ45 & (RS485, IEC 60870-5-103) | 100Mbit/s Ethernet, glass fibre ST & wire RJ45 & (RS485, IEC 60870-5-103) | 100Mbit/s Ethernet, glass fibre ST & wire RJ45 & (RS485, IEC 60870-5-103) | 100Mbit/s Ethernet, glass fibre ST & wire RJ45 & (RS485, IEC 60870-5-103) | 100Mbit/s Ethernet, glass fibre ST & wire RJ45 & (RS485, IEC 60870-5-103) | 100Mbit/s Ethernet, glass fibre ST & wire RJ45 & (RS485, IEC 60870-5-103) | 100Mbit/s Ethernet, glass fibre ST & wire RJ45 & (RS485, IEC 60870-5-103) | 100Mbit/s Ethernet, glass fibre ST & wire RJ45 & (RS485, IEC 60870-5-103) | 100Mbit/s Ethernet, glass fibre ST & wire RJ45 & (RS485, IEC 60870-5-103) | 100Mbit/s Ethernet, glass fibre ST & wire RJ45 & (RS485, IEC 60870-5-103) | 100Mbit/s Ethernet, glass fibre ST & wire RJ45 & (RS485, IEC 60870-5-103) | 100Mbit/s Ethernet, glass fibre ST & wire RJ45 & (RS485, IEC 60870-5-103) | For connection to 100Mhz Ethernet, glass fibre ST & wire RJ45 and 2nd rear interface (RS485, IEC60870-5-103) | For connection to 100Mhz Ethernet, glass fibre ST & wire RJ45 and 2nd rear interface (RS485, IEC60870-5-103) | 100Mbit/s Ethernet, glass fibre ST & wire RJ45 & (RS485, IEC 60870-5-103) | 100Mbit/s Ethernet, glass fibre ST & wire RJ45 & (RS485, IEC 60870-5-103) | For connection to 100Mhz Ethernet, glass fibre ST & wire RJ45 and 2nd rear interface (RS485, IEC60870-5-103) | For connection to 100Mhz Ethernet, glass fibre ST & wire RJ45 and 2nd rear interface (RS485, IEC60870-5-103) | For connection to 100Mhz Ethernet, glass fibre ST & wire RJ45 and 2nd rear interface (RS485, IEC60870-5-103)
| For connection to glass fibre, ST connector | For connection to glass fibre, ST connector | For connection to glass fibre, ST connector | For connection to glass fibre, ST connector | For connection to glass fibre, ST connector | For connection to glass fibre, ST connector | For connection to glass fibre, ST connector | For connection to glass fibre, ST connector | For connection to glass fibre, ST connector | For connection to glass fibre, ST connector | For connection to glass fibre, ST connector | For connection to glass fibre, ST connector | For connection to glass fibre, ST connector | For connection to glass fibre, ST connector | For connection to glass fibre, ST connector | For connection to glass fibre, ST connector | For connection to glass fibre, ST connector
Software Issue - Major
English | A | A | A | B | B | B | B | B | C | C | C | C | C | C | C | C | C | E | E | E | F | F | F | J | J | J | J | K | K | K | K | K | K | Q | K | K | Q | Q | Q | K | K | Q | Q | R | R | R | K | K | R | V | E
| -601 | -601 | -601 | -602 | -602 | -602 | -602 | -602 | -603 | -603 | -603 | -603 | -603 | -603 | -603 | -603 | -603 | -605 | -605 | -605 | -606 | -606 | -606 | -610 | -610 | -610 | -610 | -611 | -611 | -611 | -611 | -611 | -611 | -620 | -611 | -611 | -620 | -620 | -620 | -611 | -611 | -620 | -620 | -621 | -621 | -621 | -611 | -611 | -621 | -622 | -630
Px40 English (English) | * | * | * | * | * | * | * | * | * | * | * | * | * | * | * | * | * | * | * | * | * | F | F | J | J | J | J | J | J | J | J | J | J | J | J | J | J | J | J | J | J | J | Q | Q | Q | Q | J | J | Q | Q | Q
| **** | **** | **** | **** | **** | **** | **** | **** | **** | **** | **** | **** | **** | **** | **** | **** | **** | **** | **** | **** | **** | -606 | -606 | -610 | -610 | -610 | -610 | -610 | -610 | -610 | -610 | -610 | -610 | -610 | -610 | -610 | -610 | -610 | -610 | -610 | -610 | -610 | -620 | -620 | -620 | -620 | -610 | -610 | -620 | -620 | -620
German | A | A | A | B | B | B | B | B | C | C | C | C | C | C | C | C | C | E | E | E | F | F | F | J | J | J | J | K | K | K | K | K | K | Q | K | K | Q | Q | Q | K | K | Q | Q | R | R | R | K | K | R | V | E
| -601 | -601 | -601 | -602 | -602 | -602 | -602 | -602 | -603 | -603 | -603 | -603 | -603 | -603 | -603 | -603 | -603 | -605 | -605 | -605 | -606 | -606 | -606 | -610 | -610 | -610 | -610 | -611 | -611 | -611 | -611 | -611 | -611 | -620 | -611 | -611 | -620 | -620 | -620 | -611 | -611 | -620 | -620 | -621 | -621 | -621 | -611 | -611 | -621 | -622 | -630
French | * | * | * | * | * | * | * | * | * | C | C | C | C | C | C | C | C | C | C | C | C | C | C | C | C | C | C | C | C | C | C | C | C | C | C | C | C | C | C | C | C | C | C | C | C | C | C | C | R | V | V
| **** | **** | **** | **** | **** | **** | **** | **** | **** | -603 | -603 | -603 | -603 | -603 | -603 | -603 | -603 | -603 | -603 | -603 | -603 | -603 | -603 | -603 | -603 | -603 | -603 | -603 | -603 | -603 | -603 | -603 | -603 | -603 | -603 | -603 | -603 | -603 | -603 | -603 | -603 | -603 | -603 | -603 | -603 | -603 | -603 | -603 | -621 | -622 | -622
Spanish | * | * | * | * | * | * | * | * | * | C | C | C | C | C | C | C | C | C | C | C | C | C | C | C | C | C | C | C | C | C | C | C | C | C | C | C | C | C | C | C | C | C | C | C | R | R | C | C | R | V | V
| **** | **** | **** | **** | **** | **** | **** | **** | **** | -603 | -603 | -603 | -603 | -603 | -603 | -603 | -603 | -603 | -603 | -603 | -603 | -603 | -603 | -603 | -603 | -603 | -603 | -603 | -603 | -603 | -603 | -603 | -603 | -603 | -603 | -603 | -603 | -603 | -603 | -603 | -603 | -603 | -603 | -603 | -621 | -621 | -603 | -603 | -621 | -622 | -622
Polish | bar: * to Q
| **** | **** | **** | **** | **** | **** | **** | **** | **** | **** | **** | **** | **** | **** | **** | **** | **** | **** | **** | **** | **** | **** | **** | **** | **** | **** | **** | **** | **** | **** | **** | **** | **** | **** | **** | **** | **** | **** | **** | **** | **** | **** | **** | **** | **** | **** | **** | **** | **** | **** | ****
Russian | * | * | * | * | * | * | * | B | B | B | B | C | C | C | C | C | C | C | C | C | C | C | C | C | C | C | C | C | C | K | C | C | K | K | K | K | K | K | K | K | K | K | K | K | K | K | K | K | K | K | K
| **** | **** | **** | **** | **** | **** | **** | -602 | -602 | -602 | -602 | -603 | -603 | -603 | -603 | -603 | -603 | -603 | -603 | -603 | -603 | -603 | -603 | -603 | -603 | -603 | -603 | -603 | -603 | -611 | -603 | -603 | -611 | -611 | -611 | -611 | -611 | -611 | -611 | -611 | -611 | -611 | -611 | -611 | -611 | -611 | -611 | -611 | -611 | -611 | -611
Software Issue - Minor | bar: * to Q
English |  | A | D |  | E | F | F | F |  |  |  | G | H | H | H | H | H | [6 empty] | J | L | M | N |  | O | P |  | O | P |  | Q | Q | R |  | R | S | S | R | R |  | T | T | V | V | T
|  | -701 | -704 |  | -705 | -706 | -706 | -706 |  |  |  | -707 | -708 | -708 | -708 | -708 | -708 | [6 empty] | -710 | -712 | -713 | -714 |  | -715 | -716 |  | -715 | -716 |  | -717 | -717 | -718 |  | -718 | -719 | -719 | -718 | -718 |  | -720 | -720 | -722 | -722 | -720
English (English) | * | * | * | * | * | * | * | * | * | * | * | * | * | * | * | * | * | * | * | * | * |  |  | J | L | M | N | N | N | N | N | N | N | N | N | N | N | N | N | N | N | N | R | R | R | R | N | N | R | R | R
| **** | **** | **** | **** | **** | **** | **** | **** | **** | **** | **** | **** | **** | **** | **** | **** | **** | **** | **** | **** | **** |  |  | -710 | -712 | -713 | -714 | -714 | -714 | -714 | -714 | -714 | -714 | -714 | -714 | -714 | -714 | -714 | -714 | -714 | -714 | -714 | -718 | -718 | -718 | -718 | -714 | -714 | -718 | -718 | -718
German |  | A | D |  | E | F | F | F |  |  |  | G | H | H | H | H | H | [6 empty] | J | L | M | N |  | O | P |  | O | P |  | Q | Q | R |  | R | S | S | R | R |  | T | T | V | V | T
|  | -701 | -704 |  | -705 | -706 | -706 | -706 |  |  |  | -707 | -708 | -708 | -708 | -708 | -708 | [6 empty] | -710 | -712 | -713 | -714 |  | -715 | -716 |  | -715 | -716 |  | -717 | -717 | -718 |  | -718 | -719 | -719 | -718 | -718 |  | -720 | -720 | -722 | -722 | -720
French | * | * | * | * | * | * | * | * | * |  |  | G | H | H | H | H | I | I | I | I | I | I | I | I | I | I | I | I | I | I | I | I | I | I | I | I | I | I | I | I | I | I | I | I | I | U | I | I | T
| **** | **** | **** | **** | **** | **** | **** | **** | **** |  |  | -707 | -708 | -708 | -708 | -708 | -709 | -709 | -709 | -709 | -709 | -709 | -709 | -709 | -709 | -709 | -709 | -709 | -709 | -709 | -709 | -709 | -709 | -709 | -709 | -709 | -709 | -709 | -709 | -709 | -709 | -709 | -709 | -709 | -709 | -721 | -709 | -709 | -720
Spanish | * | * | * | * | * | * | * | * | * |  |  | G | H | H | H | H | H | H | H | H | H | H | H | H | H | H | H | H | H | H | H | H | H | H | H | H | H | H | H | H | H | H | H | H | T | T | H | H | T
| **** | **** | **** | **** | **** | **** | **** | **** | **** |  |  | -707 | -708 | -708 | -708 | -708 | -708 | -708 | -708 | -708 | -708 | -708 | -708 | -708 | -708 | -708 | -708 | -708 | -708 | -708 | -708 | -708 | -708 | -708 | -708 | -708 | -708 | -708 | -708 | -708 | -708 | -708 | -708 | -708 | -720 | -720 | -708 | -708 | -720
Polish | * | * | * | * | * | * | * | * | * | * | * | [38 empty] | * | * | bar: G to T
| **** | **** | **** | **** | **** | **** | **** | **** | **** | **** | **** | **** | **** | **** | **** | **** | **** | **** | **** | **** | **** | **** | **** | **** | **** | **** | **** | **** | **** | **** | **** | **** | **** | **** | **** | **** | **** | **** | **** | **** | **** | **** | **** | **** | **** | **** | **** | **** | **** | **** | ****
Russian | * | * | * | * | * | * | * | F | F | F | F | G | H | H | H | I | I | I | I | I | I | I | I | I | I | I | I | I | I | P | I | I | P | P | Q | Q | Q | P | Q | S | S | Q | Q | Q | Q | Q | S | S | Q | Q | Q
| **** | **** | **** | **** | **** | **** | **** | -706 | -706 | -706 | -706 | -707 | -708 | -708 | -708 | -709 | -709 | -709 | -709 | -709 | -709 | -709 | -709 | -709 | -709 | -709 | -709 | -709 | -709 | -716 | -709 | -709 | -716 | -716 | -717 | -717 | -717 | -716 | -717 | -719 | -719 | -717 | -717 | -717 | -717 | -717 | -719 | -719 | -717 | -717 | -717
Language | bar: I to T
| English (German) | English (German) | English (German) | English (German) | English (German) | English (German) | English (German) | English (German) | English (German) | English (German) | English (German) | English (German) | English (German) | English (German) | English (German) | English (German) | English (German) | English (German) | English (German) | English (German) | English (German) | English (German) | English (German) | English (German) | English (German) | English (German) | English (German) | English (German) | English (German) | English (German) | English (German) | English (German) | English (German) | English (German) | English (German) | English (German) | English (German) | English (German) | English (German) | English (German) | English (German) | English (German) | English (German) | English (German) | English (German) | English (German) | English (German) | English (German) | English (German) | English (German) | English (German)
| Not yet available - English (English) | Not yet available - English (English) | Not yet available - English (English) | Not yet available - English (English) | Not yet available - English (English) | Not yet available - English (English) | Not yet available - English (English) | Not yet available - English (English) | Not yet available - English (English) | Not yet available - English (English) | Not yet available - English (English) | Not yet available - English (English) | Not yet available - English (English) | Not yet available - English (English) | Not yet available - English (English) | Not yet available - English (English) | Not yet available - English (English) | Px40 English (English) : On request | Px40 English (English) : On request | Px40 English (English) : On request | Px40 English (English) | Px40 English (English) | Px40 English (English) | Px40 English (English) | Px40 English (English) | Px40 English (English) | Px40 English (English) | Px40 English (English) | Px40 English (English) | Px40 English (English) | Px40 English (English) | Px40 English (English) | Px40 English (English) | Px40 English (English) | Px40 English (English) | Px40 English (English) | Px40 English (English) | Px40 English (English) | Px40 English (English) | Px40 English (English) | Px40 English (English) | Px40 English (English) | Px40 English (English) | Px40 English (English) | Px40 English (English) | Px40 English (English) | Px40 English (English) | Px40 English (English) | Px40 English (English) | Px40 English (English) | Px40 English (English)
| German (English) | German (English) | German (English) | German (English) | German (English) | German (English) | German (English) | German (English) | German (English) | German (English) | German (English) | German (English) | German (English) | German (English) | German (English) | German (English) | German (English) | German (English) | German (English) | German (English) | German (English) | German (English) | German (English) | German (English) | German (English) | German (English) | German (English) | German (English) | German (English) | German (English) | German (English) | German (English) | German (English) | German (English) | German (English) | German (English) | German (English) | German (English) | German (English) | German (English) | German (English) | German (English) | German (English) | German (English) | German (English) | German (English) | German (English) | German (English) | German (English) | German (English) | German (English)
| Not Yet Available - French (English) | Not Yet Available - French (English) | Not Yet Available - French (English) | French (English) | French (English) | French (English) | French (English) | French (English) | French (English) | French (English) | French (English) | French (English) | French (English) | French (English) | French (English) | French (English) | French (English) | French (English) Software Version "-603-709" Available ("-606" : On request) | French (English) Software Version "-603-709" Available ("-606" : On request) | French (English) Software Version "-603-709" Available ("-606" : On request) | French (English) Software Version -603-709 Available (-606 : On request) | French (English) Software Version -603-709 Available (-606 : On request) | French (English) Software Version -603-709 Available (-606 : On request) | French (English) Software Version -603-709 Available (-610-710 : On request) | French (English) Software Version -603-709 Available (-610-710/-712 : On request) | French (English) Software Version -603-709 Available (-610-710/-712 : On request) | French (English) Software Version -603-709 Available (-610-710/-712 : On request) | French (English) Software Version -603-709 Available (-610-710/-712 : On request) | French (English) Software Version -603-709 Available (-610-710/-712 : On request) | French (English) Software Version -603-709 Available (-610-710/-712 : On request) | French (English) Software Version -603-709 Available (-610-710/-712 : On request) | French (English) Software Version -603-709 Available (-610-710/-712 : On request) | French (English) Software Version -603-709 Available (-610-710/-712 : On request) | French (English) Software Version -603-709 Available (-610-710/-712 : On request) | French (English) Software Version -603-709 Available (-610-710/-712 : On request) | French (English) Software Version -603-709 Available (-610-710/-712 : On request) | French (English) Software Version -603-709 Available (-610-710/-712 : On request) | French (English) Software Version -603-709 Available (-610-710/-712 : On request) | French (English) Software Version -603-709 Available (-610-710/-712 : On request) | French (English) Software Version -603-709 Available (-610-710/-712 : On request) | French (English) Software Version -603-709 Available (-610-710/-712 : On request) | French (English) Software Version -603-709 Available (-610-710/-712 : On request) | French (English) Software Version -603-709 Available (-610-710/-712 : On request) | French (English) Software Version -603-709 Available (-610-710/-712 : On request) | French (English) Software Version -603-709 Available (-610-710/-712 : On request) | French (English) Software Version -603-721 Available (-610-710/-712 : On request) | French (English) Software Version -603-709 Available (-610-710/-712 : On request) | French (English) Software Version -603-709 Available (-610-710/-712 : On request) | French (English) | French (English) | French (English)
| Not Yet Available - Spanish (English) | Not Yet Available - Spanish (English) | Not Yet Available - Spanish (English) | Spanish (English) | Spanish (English) | Spanish (English) | Spanish (English) | Spanish (English) | Spanish (English) | Spanish (English) | Spanish (English) | Spanish (English) | Spanish (English) | Spanish (English) | Spanish (English) | Spanish (English) | Spanish (English) | Spanish (English) Software Version "-603-708" Available ("-606" : On request) | Spanish (English) Software Version "-603-708" Available ("-606" : On request) | Spanish (English) Software Version "-603-708" Available ("-606" : On request) | Spanish (English) Software Version -603-709 Available (-606 : On request) | Spanish (English) Software Version -603-709 Available (-606 : On request) | Spanish (English) Software Version -603-709 Available (-606 : On request) | Spanish (English) Software Version -603-709 Available (-606 : On request) | Spanish (English) Software Version -603-709 Available (-606 : On request) | Spanish (English) Software Version -603-709 Available (-606 : On request) | Spanish (English) Software Version -603-709 Available (-606 : On request) | Spanish (English) Software Version -603-709 Available (-606 : On request) | Spanish (English) Software Version -603-709 Available (-606 : On request) | Spanish (English) Software Version -603-709 Available (-606 : On request) | Spanish (English) Software Version -603-709 Available (-606 : On request) | Spanish (English) Software Version -603-709 Available (-606 : On request) | Spanish (English) Software Version -603-709 Available (-606 : On request) | Spanish (English) Software Version -603-709 Available (-606 : On request) | Spanish (English) Software Version -603-709 Available (-606 : On request) | Spanish (English) Software Version -603-709 Available (-606 : On request) | Spanish (English) Software Version -603-709 Available (-606 : On request) | Spanish (English) Software Version -603-709 Available (-606 : On request) | Spanish (English) Software Version -603-709 Available (-606 : On request) | Spanish (English) Software Version -603-709 Available (-606 : On request) | Spanish (English) Software Version -603-709 Available (-606 : On request) | Spanish (English) Software Version -603-709 Available (-606 : On request) | Spanish (English) Software Version -603-709 Available (-606 : On request) | Spanish (English) Software Version -603-709 Available (-606 : On request) | Spanish (English) | Spanish (English) | Spanish (English) Software Version -603-709 Available (-606 : On request) | Spanish (English) Software Version -603-709 Available (-606 : On request) | Spanish (English) | Spanish (English) | Spanish (English)
| Not yet available - Polish (English) | Not yet available - Polish (English) | Not yet available - Polish (English) | Not yet available - Polish (English) | Not yet available - Polish (English) | Not yet available - Polish (English) | Not yet available - Polish (English) | Not yet available - Polish (English) | Not yet available - Polish (English) | Not yet available - Polish (English) | Not yet available - Polish (English) | Not yet available - Polish (English) | Not yet available - Polish (English) | Not yet available - Polish (English) | Not yet available - Polish (English) | Not yet available - Polish (English) | Not yet available - Polish (English) | Polish (English) : On request | Polish (English) : On request | Polish (English) : On request | Polish (English) : On request | Polish (English) : On request | Polish (English) : On request | Polish (English) : On request | Polish (English) : On request | Polish (English) : On request | Polish (English) : On request | Polish (English) : On request | Polish (English) : On request | Polish (English) : On request | Polish (English) : On request | Polish (English) : On request | Polish (English) : On request | Polish (English) : On request | Polish (English) : On request | Polish (English) : On request | Polish (English) : On request | Polish (English) : On request | Polish (English) : On request | Polish (English) : On request | Polish (English) : On request | Polish (English) : On request | Polish (English) : On request | Polish (English) : On request | Polish (English) : On request | Polish (English) : On request | Polish (English) : On request | Polish (English) : On request | Polish (English) : On request | Polish (English) : On request | Polish (English) : On request
| Not Yet Available - Russian (English) | Not Yet Available - Russian (English) | Not Yet Available - Russian (English) | Russian (English) | Russian (English) | Russian (English) | Russian (English) | Russian (English) | Russian (English) | Russian (English) | Russian (English) | Russian (English) | Russian (English) | Russian (English) | Russian (English) | Russian (English) | Russian (English) | Russian (English) Software Version "-603-709" Available ("-606" : On request) | Russian (English) Software Version "-603-709" Available ("-606" : On request) | Russian (English) Software Version "-603-709" Available ("-606" : On request) | Russian (English) Software Version -603-709 Available (-606 : On request) | Russian (English) Software Version -603-709 Available (-606 : On request) | Russian (English) Software Version -603-709 Available (-606 : On request) | Russian (English) Software Version -603-709 Available (-610-710 : On request) | Russian (English) Software Version -603-709 Available (-610-710/-712 : On request) | Russian (English) Software Version -603-709 Available (-610-710/-712 : On request) | Russian (English) Software Version -603-709 Available (-610-710/-712 : On request) | Russian (English) Software Version -603-709 Available (-610-710/-712 : On request) | Russian (English) Software Version -603-709 Available (-610-710/-712 : On request) | Russian (English) | Russian (English) Software Version -603-709 Available (-610-710/-712 : On request) | Russian (English) Software Version -603-709 Available (-610-710/-712 : On request) | Russian (English) | Russian (English) | Russian (English) | Russian (English) | Russian (English) | Russian (English) | Russian (English) | Russian (English) | Russian (English) | Russian (English) | Russian (English) | Russian (English) | Russian (English) | Russian (English) | Russian (English) | Russian (English) | Russian (English) | Russian (English) | Russian (English)
[11 empty] | 0 | G: 0; H: 0; H: 0; H: 0; H: 0; I: 0
| -80* | -80* | -80* | -80* | -80* | -80* | -80* | -80* | -80* | -80* | -80* | -80* | -80* | -80* | -80* | -80* | -80* | -800 | -800 | -800 | -800 | -800 | -800 | -800 | -800 | -800 | -800 | -800 | -800 | -800 | -800 | -800 | -800 | -800 | -800 | -800 | -800 | -800 | -800 | -800 | -800 | -800 | -800 | -800 | -800 | -800 | -800 | -800 | -800 | -800 | -800
| -801 | -801 | -801 | -801 | -801 | -801 | -801 | -801 | -801 | -801 | -801 | -801 | -801 | -801 | -801 | -801 | -801 | -801 | -801 | -801 | -801 | -801 | -801 | -801 | -801 | -801 | -801 | -801 | -801 | -801 | -801 | -801 | -801 | -801 | -801 | -801 | -801 | -801 | -801 | -801 | -801 | -801 | -801 | -801 | -801 | -801 | -801 | -801 | -801 | -801 | -801
| -80* | -80* | -80* | -802 | -802 | -802 | -802 | -802 | -802 | -802 | -802 | -802 | -802 | -802 | -802 | -802 | -802 | -802 | -802 | -802 | -802 | -802 | -802 | -802 | -802 | -802 | -802 | -802 | -802 | -802 | -802 | -802 | -802 | -802 | -802 | -802 | -802 | -802 | -802 | -802 | -802 | -802 | -802 | -802 | -802 | -802 | -802 | -802 | -802 | -802 | -802
| -80* | -80* | -80* | -803 | -803 | -803 | -803 | -803 | -803 | -803 | -803 | -803 | -803 | -803 | -803 | -803 | -803 | -803 | -803 | -803 | -803 | -803 | -803 | -803 | -803 | -803 | -803 | -803 | -803 | -803 | -803 | -803 | -803 | -803 | -803 | -803 | -803 | -803 | -803 | -803 | -803 | -803 | -803 | -803 | -803 | -803 | -803 | -803 | -803 | -803 | -803
| -80* | -80* | -80* | -80* | -80* | -80* | -80* | -80* | -80* | -80* | -80* | -80* | -80* | -80* | -80* | -80* | -80* | -80* | -80* | -80* | -80* | -80* | -80* | -80* | -80* | -80* | -80* | -80* | -80* | -80* | -80* | -80* | -80* | -80* | -80* | -80* | -80* | -80* | -80* | -80* | -80* | -80* | -80* | -80* | -80* | -80* | -80* | -80* | -80* | -80* | -80*
| -80* | -80* | -80* | -805 | -805 | -805 | -805 | -805 | -805 | -805 | -805 | -805 | -805 | -805 | -805 | -805 | -805 | -805 | -805 | -805 | -805 | -805 | -805 | -805 | -805 | -805 | -805 | -805 | -805 | -805 | -805 | -805 | -805 | -805 | -805 | -805 | -805 | -805 | -805 | -805 | -805 | -805 | -805 | -805 | -805 | -805 | -805 | -805 | -805 | -805 | -805
Customer Specific Options | Standard Version | Standard Version | Standard Version | Standard Version | Standard Version | Standard Version | Standard Version | Standard Version | Standard Version | Standard Version | Standard Version | Standard Version | Standard Version | Standard Version | Standard Version | Standard Version | Standard Version | Standard Version | Standard Version | Standard Version | Standard Version | Standard Version | Standard Version | Standard Version | Standard Version | Standard Version | Standard Version | Standard Version | Standard Version | Standard Version | Standard Version | Standard Version | Standard Version | Standard Version | Standard Version | Standard Version | Standard Version | Standard Version | Standard Version | Standard Version | Standard Version | Standard Version | Standard Version | Standard Version | Standard Version | Standard Version | Standard Version | Standard Version | Standard Version | Standard Version | Standard Version
| 0 | 0 | 0 | 0 | 0 | 0 | 0 | 0 | 0 | 0 | 0 | 0 | 0 | 0 | 0 | 0 | 0 | 0 | 0 | 0 | 0 | 0 | 0 | 0 | 0 | 0 | 0 | 0 | 0 | 0 | 0 | 0 | 0 | 0 | 0 | 0 | 0 | 0 | 0 | 0 | 0 | 0 | 0 | 0 | 0 | 0 | 0 | 0 | 0 | 0 | 0
Voltage Thresholds for binary inputs | 18V (Standard) | 18V (Standard) | 18V (Standard) | 18V (Standard) | 18V (Standard) | 18V (Standard) | 18V (Standard) | 18V (Standard) | 18V (Standard) | 18V (Standard) | 18V (Standard) | 18V (Standard) | 18V (Standard) | 18V (Standard) | 18V (Standard) | 18V (Standard) | 18V (Standard) | 18V (Standard) | 18V (Standard) | 18V (Standard) | >18V (standard variant) | >18V (standard variant) | >18V (standard variant) | >18V (standard variant) | >18V (standard variant) | >18V (standard variant) | >18V (standard variant) | >18V (standard variant) | >18V (standard variant) | >18V (standard variant) | >18V (standard variant) | >18V (standard variant) | >18V (standard variant) | >18V (standard variant) | >18V (standard variant) | >18V (standard variant) | >18V (standard variant) | >18V (standard variant) | >18V (standard variant) | >18V (standard variant) | >18V (standard variant) | >18V (standard variant) | >18V (standard variant) | >18V (standard variant) | >18V (standard variant) | >18V (standard variant) | >18V (standard variant) | >18V (standard variant) | >18V (standard variant) | >18V (standard variant) | >18V (standard variant)
[11 empty] | 90V (60 to 70% of Vnom = 125 to 150V) | 90V (60 to 70% of Vnom = 125 to 150V) | 90V (60 to 70% of Vnom = 125 to 150V) | 90V (60 to 70% of Vnom = 125 to 150V) | 90V (60 to 70% of Vnom = 125 to 150V) | 90V (60 to 70% of Vnom = 125 to 150V) | 90V (60 to 70% of Vnom = 125 to 150V) | 90V (60 to 70% of Vnom = 125 to 150V) | 90V (60 to 70% of Vnom = 125 to 150V) | 90V (60 to 70% of Vnom = 125 to 150V) | >90 V (60 ... 70% of VA,nom = 125 ... 150 V) | >90 V (60 ... 70% of VA,nom = 125 ... 150 V) | >90 V (60 ... 70% of VA,nom = 125 ... 150 V) | >90 V (60 ... 70% of VA,nom = 125 ... 150 V) | >90 V (60 ... 70% of VA,nom = 125 ... 150 V) | >90 V (60 ... 70% of VA,nom = 125 ... 150 V) | >90 V (60 ... 70% of VA,nom = 125 ... 150 V) | >90 V (60 ... 70% of VA,nom = 125 ... 150 V) | >90 V (60 ... 70% of VA,nom = 125 ... 150 V) | >90 V (60 ... 70% of VA,nom = 125 ... 150 V) | >90 V (60 ... 70% of VA,nom = 125 ... 150 V) | >90 V (60 ... 70% of VA,nom = 125 ... 150 V) | >90 V (60 ... 70% of VA,nom = 125 ... 150 V) | >90 V (60 ... 70% of VA,nom = 125 ... 150 V) | >90 V (60 ... 70% of VA,nom = 125 ... 150 V) | >90 V (60 ... 70% of VA,nom = 125 ... 150 V) | >90 V (60 ... 70% of VA,nom = 125 ... 150 V) | >90 V (60 ... 70% of VA,nom = 125 ... 150 V) | >90 V (60 ... 70% of VA,nom = 125 ... 150 V) | >90 V (60 ... 70% of VA,nom = 125 ... 150 V) | >90 V (60 ... 70% of VA,nom = 125 ... 150 V) | >90 V (60 ... 70% of VA,nom = 125 ... 150 V) | >90 V (60 ... 70% of VA,nom = 125 ... 150 V) | >90 V (60 ... 70% of VA,nom = 125 ... 150 V) | >90 V (60 ... 70% of VA,nom = 125 ... 150 V) | >90 V (60 ... 70% of VA,nom = 125 ... 150 V) | >90 V (60 ... 70% of VA,nom = 125 ... 150 V) | >90 V (60 ... 70% of VA,nom = 125 ... 150 V) | >90 V (60 ... 70% of VA,nom = 125 ... 150 V) | >90 V (60 ... 70% of VA,nom = 125 ... 150 V) | >90 V (60 ... 70% of VA,nom = 125 ... 150 V)
[11 empty] | 155V (60 to 70% of Vnom = 220 to 250V) | 155V (60 to 70% of Vnom = 220 to 250V) | 155V (60 to 70% of Vnom = 220 to 250V) | 155V (60 to 70% of Vnom = 220 to 250V) | 155V (60 to 70% of Vnom = 220 to 250V) | 155V (60 to 70% of Vnom = 220 to 250V) | 155V (60 to 70% of Vnom = 220 to 250V) | 155V (60 to 70% of Vnom = 220 to 250V) | 155V (60 to 70% of Vnom = 220 to 250V) | 155V (60 to 70% of Vnom = 220 to 250V) | >155 V (60 ... 70% of VA,nom = 220 ... 250 V) | >155 V (60 ... 70% of VA,nom = 220 ... 250 V) | >155 V (60 ... 70% of VA,nom = 220 ... 250 V) | >155 V (60 ... 70% of VA,nom = 220 ... 250 V) | >155 V (60 ... 70% of VA,nom = 220 ... 250 V) | >155 V (60 ... 70% of VA,nom = 220 ... 250 V) | >155 V (60 ... 70% of VA,nom = 220 ... 250 V) | >155 V (60 ... 70% of VA,nom = 220 ... 250 V) | >155 V (60 ... 70% of VA,nom = 220 ... 250 V) | >155 V (60 ... 70% of VA,nom = 220 ... 250 V) | >155 V (60 ... 70% of VA,nom = 220 ... 250 V) | >155 V (60 ... 70% of VA,nom = 220 ... 250 V) | >155 V (60 ... 70% of VA,nom = 220 ... 250 V) | >155 V (60 ... 70% of VA,nom = 220 ... 250 V) | >155 V (60 ... 70% of VA,nom = 220 ... 250 V) | >155 V (60 ... 70% of VA,nom = 220 ... 250 V) | >155 V (60 ... 70% of VA,nom = 220 ... 250 V) | >155 V (60 ... 70% of VA,nom = 220 ... 250 V) | >155 V (60 ... 70% of VA,nom = 220 ... 250 V) | >155 V (60 ... 70% of VA,nom = 220 ... 250 V) | >155 V (60 ... 70% of VA,nom = 220 ... 250 V) | >155 V (60 ... 70% of VA,nom = 220 ... 250 V) | >155 V (60 ... 70% of VA,nom = 220 ... 250 V) | >155 V (60 ... 70% of VA,nom = 220 ... 250 V) | >155 V (60 ... 70% of VA,nom = 220 ... 250 V) | >155 V (60 ... 70% of VA,nom = 220 ... 250 V) | >155 V (60 ... 70% of VA,nom = 220 ... 250 V) | >155 V (60 ... 70% of VA,nom = 220 ... 250 V) | >155 V (60 ... 70% of VA,nom = 220 ... 250 V) | >155 V (60 ... 70% of VA,nom = 220 ... 250 V) | >155 V (60 ... 70% of VA,nom = 220 ... 250 V)
[11 empty] | -461 | -461 | -461 | -461 | -461 | -461 | -461 | -461 | -461 | -461 | -461 | -461 | -461 | -461 | -461 | -461 | -461 | -461 | -461 | -461 | -461 | -461 | -461 | -461 | -461 | -461 | -461 | -461 | -461 | -461 | -461 | -461 | -461 | -461 | -461 | -461 | -461 | -461 | -461 | -461 | -461
[11 empty] | -462 | -462 | -462 | -462 | -462 | -462 | -462 | -462 | -462 | -462 | -462 | -462 | -462 | -462 | -462 | -462 | -462 | -462 | -462 | -462 | -462 | -462 | -462 | -462 | -462 | -462 | -462 | -462 | -462 | -462 | -462 | -462 | -462 | -462 | -462 | -462 | -462 | -462 | -462 | -462 | -462
Inter-MiCOM interfaces | Not Available Yet | Not Available Yet | Not Available Yet | Not Available Yet | Not Available Yet | Not Available Yet | Not Available Yet | Not Available Yet | Not Available Yet | Not Available Yet | Not Available Yet | Not Available Yet | Not Available Yet | Not Available Yet | Not Available Yet | Not Available Yet | Not Available Yet | Not Available Yet | Not Available Yet | Not Available Yet | None | None | None | None | None | None | None | None | None | None | None | None | None | None | None | None | None | None | None | None | None | None | None | None | None | None | None | None | None | None | None
[21 empty] | For connection to wire, RS485, isolated | For connection to wire, RS485, isolated | For connection to wire, RS485, isolated | For connection to wire, RS485, isolated | For connection to wire, RS485, isolated | For connection to wire, RS485, isolated | For connection to wire, RS485, isolated | For connection to wire, RS485, isolated | For connection to wire, RS485, isolated | For connection to wire, RS485, isolated | For connection to wire, RS485, isolated | For connection to wire, RS485, isolated | For connection to wire, RS485, isolated | For connection to wire, RS485, isolated | For connection to wire, RS485, isolated | For connection to wire, RS485, isolated | For connection to wire, RS485, isolated | For connection to wire, RS485, isolated | For connection to wire, RS485, isolated | For connection to wire, RS485, isolated | For connection to wire, RS485, isolated | For connection to wire, RS485, isolated | For connection to wire, RS485, isolated | For connection to wire, RS485, isolated | For connection to wire, RS485, isolated | For connection to wire, RS485, isolated | For connection to wire, RS485, isolated | For connection to wire, RS485, isolated | For connection to wire, RS485, isolated | For connection to wire, RS485, isolated | For connection to wire, RS485, isolated
[21 empty] | For connection to plastic fibre, FSMA connector | For connection to plastic fibre, FSMA connector | For connection to plastic fibre, FSMA connector | For connection to plastic fibre, FSMA connector | For connection to plastic fibre, FSMA connector | For connection to plastic fibre, FSMA connector | For connection to plastic fibre, FSMA connector | For connection to plastic fibre, FSMA connector | For connection to plastic fibre, FSMA connector | For connection to plastic fibre, FSMA connector | For connection to plastic fibre, FSMA connector | For connection to plastic fibre, FSMA connector | For connection to plastic fibre, FSMA connector | For connection to plastic fibre, FSMA connector | For connection to plastic fibre, FSMA connector | For connection to plastic fibre, FSMA connector | For connection to plastic fibre, FSMA connector | For connection to plastic fibre, FSMA connector | For connection to plastic fibre, FSMA connector | For connection to plastic fibre, FSMA connector | For connection to plastic fibre, FSMA connector | For connection to plastic fibre, FSMA connector | For connection to plastic fibre, FSMA connector | For connection to plastic fibre, FSMA connector | For connection to plastic fibre, FSMA connector | For connection to plastic fibre, FSMA connector | For connection to plastic fibre, FSMA connector | For connection to plastic fibre, FSMA connector | For connection to plastic fibre, FSMA connector | For connection to plastic fibre, FSMA connector | For connection to plastic fibre, FSMA connector
[21 empty] | For connection to glass fibre, ST connector | For connection to glass fibre, ST connector | For connection to glass fibre, ST connector | For connection to glass fibre, ST connector | For connection to glass fibre, ST connector | For connection to glass fibre, ST connector | For connection to glass fibre, ST connector | For connection to glass fibre, ST connector | For connection to glass fibre, ST connector | For connection to glass fibre, ST connector | For connection to glass fibre, ST connector | For connection to glass fibre, ST connector | For connection to glass fibre, ST connector | For connection to glass fibre, ST connector | For connection to glass fibre, ST connector | For connection to glass fibre, ST connector | For connection to glass fibre, ST connector | For connection to glass fibre, ST connector | For connection to glass fibre, ST connector | For connection to glass fibre, ST connector | For connection to glass fibre, ST connector | For connection to glass fibre, ST connector | For connection to glass fibre, ST connector | For connection to glass fibre, ST connector | For connection to glass fibre, ST connector | For connection to glass fibre, ST connector | For connection to glass fibre, ST connector | For connection to glass fibre, ST connector | For connection to glass fibre, ST connector | For connection to glass fibre, ST connector | For connection to glass fibre, ST connector
[21 empty] | -951 | -951 | -951 | -951 | -951 | -951 | -951 | -951 | -951 | -951 | -951 | -951 | -951 | -951 | -951 | -951 | -951 | -951 | -951 | -951 | -951 | -951 | -951 | -951 | -951 | -951 | -951 | -951 | -951 | -951 | -951
[21 empty] | -952 | -952 | -952 | -952 | -952 | -952 | -952 | -952 | -952 | -952 | -952 | -952 | -952 | -952 | -952 | -952 | -952 | -952 | -952 | -952 | -952 | -952 | -952 | -952 | -952 | -952 | -952 | -952 | -952 | -952 | -952
[21 empty] | -954 | -954 | -954 | -954 | -954 | -954 | -954 | -954 | -954 | -954 | -954 | -954 | -954 | -954 | -954 | -954 | -954 | -954 | -954 | -954 | -954 | -954 | -954 | -954 | -954 | -954 | -954 | -954 | -954 | -954 | -954
Comms
| -911 | -911 | -911 | -911 | -911 | -911 | -911 | -911 | -911 | -911 | -911 | -911 | -911 | -911 | -911 | -911 | -911 | -911 | -911 | -911 | -911 | -911 | -911 | -911 | -911 | -911 | -911 | -911 | -911 | -911 | -911 | -911 | -911 | -911 | -911 | -911 | -911 | -911 | -911 | -911 | -911 | -911 | -911 | -911 | -911 | -911 | -911 | -911 | -911 | -911 | -911
| -912 | -912 | -912 | -912 | -912 | -912 | -912 | -912 | -912 | -912 | -912 | -912 | -912 | -912 | -912 | -912 | -912 | -912 | -912 | -912 | -912 | -912 | -912 | -912 | -912 | -912 | -912 | -912 | -912 | -912 | -912 | -912 | -912 | -912 | -912 | -912 | -912 | -912 | -912 | -912 | -912 | -912 | -912 | -912 | -912 | -912 | -912 | -912 | -912 | -912 | -912
| -914 | -914 | -914 | -914 | -914 | -914 | -914 | -914 | -914 | -914 | -914 | -914 | -914 | -914 | -914 | -914 | -914 | -914 | -914 | -914 | -914 | -914 | -914 | -914 | -914 | -914 | -914 | -914 | -914 | -914 | -914 | -914 | -914 | -914 | -914 | -914 | -914 | -914 | -914 | -914 | -914 | -914 | -914 | -914 | -914 | -914 | -914 | -914 | -914 | -914 | -914
| -921 | -921 | -921 | -921 | -921 | -921 | -921 | -921 | -921 | -921 | -921 | -921 | -921 | -921 | -921 | -921 | -921 | -921 | -921 | -921 | -921 | -921 | -921 | -921 | -921 | -921 | -921 | -921 | -921 | -921 | -921 | -921 | -921 | -921 | -921 | -921 | -921 | -921 | -921 | -921 | -921 | -921 | -921 | -921 | -921 | -921 | -921 | -921 | -921 | -921 | -921
| -922 | -922 | -922 | -922 | -922 | -922 | -922 | -922 | -922 | -922 | -922 | -922 | -922 | -922 | -922 | -922 | -922 | -922 | -922 | -922 | -922 | -922 | -922 | -922 | -922 | -922 | -922 | -922 | -922 | -922 | -922 | -922 | -922 | -922 | -922 | -922 | -922 | -922 | -922 | -922 | -922 | -922 | -922 | -922 | -922 | -922 | -922 | -922 | -922 | -922 | -922
| -924 | -924 | -924 | -924 | -924 | -924 | -924 | -924 | -924 | -924 | -924 | -924 | -924 | -924 | -924 | -924 | -924 | -924 | -924 | -924 | -924 | -924 | -924 | -924 | -924 | -924 | -924 | -924 | -924 | -924 | -924 | -924 | -924 | -924 | -924 | -924 | -924 | -924 | -924 | -924 | -924 | -924 | -924 | -924 | -924 | -924 | -924 | -924 | -924 | -924 | -924
| -924 | -924 | -924 | -924 | -924 | -924 | -924 | -924 | -924 | -924 | -924 | -924 | -924 | -924 | -924 | -924 | -924 | -935 | -935 | -935 | -935 | -935 | -935 | -*** | -*** | -*** | -*** | -*** | -*** | -946 | -*** | -*** | -946 | -946 | -946 | -946 | -946 | -946 | -946 | -946 | -946 | -946 | -946 | -946 | -946 | -946 | -946 | -946 | -946 | -946 | -946
| -924 | -924 | -924 | -924 | -924 | -924 | -924 | -924 | -924 | -924 | -924 | -924 | -924 | -924 | -924 | -924 | -924 | -936 | -936 | -936 | -936 | -936 | -936 | -*** | -*** | -*** | -*** | -*** | -*** | -947 | -*** | -*** | -947 | -947 | -947 | -947 | -947 | -947 | -947 | -947 | -947 | -947 | -947 | -947 | -947 | -947 | -947 | -947 | -947 | -947 | -947
| 0 | 0 | 0 | 0 | 0 | 0 | 0 | 0 | 0 | 0 | 0 | 0 | 0 | 0 | 0 | 0 | 0 | 0 | 0 | 0 | 0 | 0 | 0 | 0 | 0 | 0 | 0 | 0 | 0 | 0 | 0 | 0 | 0 | 0 | 0 | 0 | 0 | 0 | 0 | 0 | 0 | 0 | 0 | 0 | 0 | 0 | 0 | 0 | 0 | 0 | 0
| 0 | 0 | 0 | 0 | 0 | 0 | 0 | 0 | 0 | 0 | 0 | 0 | 0 | 0 | 0 | 0 | 0 | 0 | 0 | 0 | 0 | 0 | 0 | 0 | 0 | 0 | 0 | 0 | 0 | 0 | 0 | 0 | 0 | 0 | 0 | 0 | 0 | 0 | 0 | 0 | 0 | 0 | 0 | 0 | 0 | 0 | 0 | 0 | 0 | 0 | 0
| 0 | 0 | 0 | 0 | 0 | 0 | 0 | 0 | 0 | 0 | 0 | 0 | 0 | 0 | 0 | 0 | 0 | 0 | 0 | 0 | 0 | 0 | 0 | 0 | 0 | 0 | 0 | 0 | 0 | 0 | 0 | 0 | 0 | 0 | 0 | 0 | 0 | 0 | 0 | 0 | 0 | 0 | 0 | 0 | 0 | 0 | 0 | 0 | 0 | 0 | 0
| A | A | A | A | A | A | A | A | A | A | A | [38 empty] | A | A | bar: G to T
| B | B | B | B | B | B | B | B | B | B | B | [38 empty] | B | B | bar: G to T
| C | C | C | C | C | C | C | C | C | C | C | [38 empty] | C | C | bar: G to T
| E | E | E | E | E | E | E | E | E | E | E | [38 empty] | E | E | bar: G to T
| F | F | F | F | F | F | F | F | F | F | F | [38 empty] | F | F | bar: G to T
| G | G | G | G | G | G | G | G | G | G | G | [38 empty] | G | G | bar: G to T
| G | G | G | G | G | G | G | G | G | G | G | G | G | G | G | G | G | H | H | H | H | H | H | * | * | * | * | * | * | K | * | * | K | K | K | K | K | K | K | K | K | K | K | K | K | K | K | K | K | K | K
| G | G | G | G | G | G | G | G | G | G | G | G | G | G | G | G | G | J | J | J | J | J | J | * | * | * | * | * | * | L | * | * | L | L | L | L | L | L | L | L | L | L | L | L | L | L | L | L | L | L | L
Extra Digits in Model Number | bar: G G to K L
1
2 | G G: For connection to wire, RS485, isolated; G G: For connection to plastic fibre, FSMA connector; G G: For connection to glass fibre, ST connector
3 | G G: For connection to wire, RS485, isolated; G G: For connection to plastic fibre, FSMA connector; G G: For connection to glass fibre, ST connector
4 | G G: 100Mbit/s Ethernet, glass fibre SC & wire RJ45 & (RS485, IEC 60870-5-103); G G: 100Mbit/s Ethernet, glass fibre ST & wire RJ45 & (RS485, IEC 60870-5-103)
Additional Options
| Without | 0
| With 1 binary module (add. 6 binary inputs and 8 output relays) | 1
| With 2 binary modules (add. 12 binary inputs and 16 output relays) | 2
2
2
Additional Options | G G: Without; G G: 0
| With analogue module | 2
| With binary module (add. 24 binary inputs) | 4
| With analogue and binary module (add. 24 binary inputs) | 6
BOM | 30 | 30 | 30 | 30 | 30 | 30 | 30 | 30 | 30 | 30 | 30 | 30 | 30 | SLOT 24 Z | SLOT 24 Z | SLOT 24 Z | SLOT 24 Z | SLOT 24 Z | SLOT 24 Z | SLOT 24 Z | SLOT 24 Z | SLOT 24 Z | SLOT 24 Z | SLOT 24 Z | SLOT 24 Z | SLOT 24 Z | SLOT 24 Z | SLOT 24 Z | SLOT 24 Z | SLOT 24 Z | SLOT 24 Z | SLOT 24 Z | SLOT 24 Z | SLOT 24 Z | SLOT 24 Z | SLOT 24 Z | SLOT 24 Z | SLOT 24 Z | SLOT 24 Z | SLOT 24 Z | SLOT 24 Z | SLOT 24 Z | SLOT 24 Z | SLOT 24 Z | SLOT 24 Z | SLOT 24 Z | SLOT 24 Z | SLOT 24 Z | SLOT 24 Z | SLOT 24 Z | SLOT 24 Z
| 32 | 32 | 32 | 32 | 32 | 32 | 32 | 32 | 32 | 32 | 32 | 32 | 32 | SLOT 40 | SLOT 40 | SLOT 40 | SLOT 40 | SLOT 40 | SLOT 40 | SLOT 40 | SLOT 40 | SLOT 40 | SLOT 40 | SLOT 40 | SLOT 40 | SLOT 40 | SLOT 40 | SLOT 40 | SLOT 40 | SLOT 40 | SLOT 40 | SLOT 40 | SLOT 40 | SLOT 40 | SLOT 40 | SLOT 40 | SLOT 40 | SLOT 40 | SLOT 40 | SLOT 40 | SLOT 40 | SLOT 40 | SLOT 40 | SLOT 40 | SLOT 40 | SLOT 40 | SLOT 40 | SLOT 40 | SLOT 40 | SLOT 40 | SLOT 40
| 50 | 50 | 50 | 50 | 50 | 50 | 50 | 50 | 50 | 50 | 50 | 50 | 50 | SLOT 45 | SLOT 45 | SLOT 45 | SLOT 45 | SLOT 45 | SLOT 45 | SLOT 45 | SLOT 45 | SLOT 45 | SLOT 45 | SLOT 45 | SLOT 45 | SLOT 45 | SLOT 45 | SLOT 45 | SLOT 45 | SLOT 45 | SLOT 45 | SLOT 45 | SLOT 45 | SLOT 45 | SLOT 45 | SLOT 45 | SLOT 45 | SLOT 45 | SLOT 45 | SLOT 45 | SLOT 45 | SLOT 45 | SLOT 45 | SLOT 45 | SLOT 45 | SLOT 45 | SLOT 45 | SLOT 45 | SLOT 45 | SLOT 45 | SLOT 45
| SLOT 02 | SLOT 02 | SLOT 02 | SLOT 02 | SLOT 02 | SLOT 02 | SLOT 02 | SLOT 02 | SLOT 02 | SLOT 02 | SLOT 02 | SLOT 02 | SLOT 02 | SLOT 22 | SLOT 22 | SLOT 22 | SLOT 22 | SLOT 22 | SLOT 22 | SLOT 22 | SLOT 22 | SLOT 22 | SLOT 22 | SLOT 22 | SLOT 22 | SLOT 22 | SLOT 22 | SLOT 22 | SLOT 22 | SLOT 22 | SLOT 22 | SLOT 22 | SLOT 22 | SLOT 22 | SLOT 22 | SLOT 22 | SLOT 22 | SLOT 22 | SLOT 22 | SLOT 22 | SLOT 22 | SLOT 22 | SLOT 22 | SLOT 22 | SLOT 22 | SLOT 22 | SLOT 22 | SLOT 22 | SLOT 22 | SLOT 22 | SLOT 22
Livery Option | Alstom Livery (Available Until 31st October 2004) | Alstom Livery (Available Until 31st October 2004) | Alstom Livery (Available Until 31st October 2004) | Alstom Livery (Available Until 31st October 2004) | Alstom Livery (Available Until 31st October 2004) | Alstom Livery (Available Until 31st October 2004) | Alstom Livery (Available Until 31st October 2004) | Alstom Livery (Available Until 31st October 2004) | Alstom Livery (Available Until 31st October 2004) | Alstom Livery (Available Until 31st October 2004) | Alstom Livery (Available Until 31st October 2004) | Alstom Livery (Available Until 31st October 2004) | Alstom Livery (Available Until 31st October 2004) | Alstom Livery (Available Until 31st October 2004) | Alstom Livery (Available Until 31st October 2004) | Alstom Livery (Available Until 31st October 2004) | Alstom Livery (Available Until 31st October 2004) | Alstom Livery (Available Until 31st October 2004) | Alstom Livery (Available Until 31st October 2004) | Areva Livery | Areva Livery | Areva Livery | Areva Livery | Areva Livery | Areva Livery | Areva Livery | Areva Livery | Areva Livery | Areva Livery | Areva Livery | Areva Livery | Areva Livery | Areva Livery | Areva Livery | Areva Livery | Areva Livery | Areva Livery | Areva Livery | Areva Livery | Areva Livery | Areva Livery | Areva Livery | Areva Livery | Areva Livery | Areva Livery | Areva Livery | Areva Livery | Areva Livery | Areva Livery | Areva Livery | Areva Livery
| Areva Livery (Available from 4th October 2004) | Areva Livery (Available from 4th October 2004) | Areva Livery (Available from 4th October 2004) | Areva Livery (Available from 4th October 2004) | Areva Livery (Available from 4th October 2004) | Areva Livery (Available from 4th October 2004) | Areva Livery (Available from 4th October 2004) | Areva Livery (Available from 4th October 2004) | Areva Livery (Available from 4th October 2004) | Areva Livery (Available from 4th October 2004) | Areva Livery (Available from 4th October 2004) | Areva Livery (Available from 4th October 2004) | Areva Livery (Available from 4th October 2004) | Areva Livery (Available from 4th October 2004) | Areva Livery (Available from 4th October 2004) | Areva Livery (Available from 4th October 2004) | Areva Livery (Available from 4th October 2004) | Areva Livery (Available from 4th October 2004) | Areva Livery (Available from 4th October 2004)
| 1 | 1 | 1 | 1 | 1 | 1 | 1 | 1 | 1 | 1 | 1 | 1 | 1 | 1 | 1 | 1 | 1 | 1 | 1 | 2 | 2 | 2 | 2 | 2 | 2 | 2 | 2 | 2 | 2 | 2 | 2 | 2 | 2 | 2 | 2 | 2 | 2 | 2 | 2 | 2 | 2 | 2 | 2 | 2 | 2 | 2 | 2 | 2 | 2 | 2 | 2
| 3 | 3 | 3 | 3 | 3 | 3 | 3 | 3 | 3 | 3 | 3 | 3 | 3 | 3 | 3 | 3 | 3 | 3 | 2 | 2 | 2 | 2 | 2 | 2 | 2 | 2 | 2 | 2 | 2 | 2 | 2 | 2 | 2 | 2 | 2 | 2 | 2 | 2 | 2 | 2 | 2 | 2 | 2 | 2 | 2 | 2 | 2 | 2 | 2 | 2 | 2
| E9650208 | E9650208 | E9650208 | E9650208 | E9650208 | E9650208 | E9650208 | E9650208 | E9650208 | E9650208 | E9650208 | E9650208 | E9650208 | E9650208 | E9650208 | E9650208 | E9650208 | E9650208 | #REF! | E9650208 | E9650208 | E9650208 | E9650208 | E9650208 | E9650208 | E9650208 | E9650208 | E9650208 | E9650208 | E9650208 | E9650208 | E9650208 | E9651830 | E9651830 | E9650208 | E9651830 | E9651830 | E9651830 | E9651830 | E9650208 | E9651830 | E9651830 | E9651830 | E9651830 | E9651830 | E9651830 | E9650208 | E9651830 | E9651830 | E9651830 | E9651830
| E9650210 | E9650210 | E9650210 | E9650210 | E9650210 | E9650210 | E9650210 | E9650210 | E9650210 | E9650210 | E9650210 | E9650210 | E9650210 | E9650210 | E9650210 | E9650210 | E9650210 | E9650210 | #REF! | E9650210 | E9650210 | E9650210 | E9650210 | E9650210 | E9650210 | E9650210 | E9650210 | E9650210 | E9650210 | E9650210 | E9650210 | E9650210 | E9651941 | E9651941 | E9650210 | E9651941 | E9651941 | E9651941 | E9651941 | E9650210 | E9651941 | E9651941 | E9651941 | E9651941 | E9651941 | E9651941 | E9650210 | E9651941 | E9651941 | E9651941 | E9651941
| E9650489 | E9650489 | E9650489 | E9650489 | E9650489 | E9650489 | E9650489 | E9650489 | E9650489 | E9650489 | E9650489 | E9650489 | E9650489 | E9650489 | E9650489 | E9650489 | E9650489 | E9650489 | #REF! | E9650489 | E9650489 | E9650489 | E9650489 | E9650489 | E9650489 | E9650489 | E9650489 | E9650489 | E9650489 | E9650489 | E9650489 | E9650489 | E9651834 | E9651834 | E9650489 | E9651834 | E9651834 | E9651834 | E9651834 | E9650489 | E9651834 | E9651834 | E9651834 | E9651834 | E9651834 | E9651834 | E9650489 | E9651834 | E9651834 | E9651834 | E9651834
| E9650490 | E9650490 | E9650490 | E9650490 | E9650490 | E9650490 | E9650490 | E9650490 | E9650490 | E9650490 | E9650490 | E9650490 | E9650490 | E9650490 | E9650490 | E9650490 | E9650490 | E9650490 | #REF! | E9650490 | E9650490 | E9650490 | E9650490 | E9650490 | E9650490 | E9650490 | E9650490 | E9650490 | E9650490 | E9650490 | E9650490 | E9650490 | E9651833 | E9651833 | E9650490 | E9651833 | E9651833 | E9651833 | E9651833 | E9650490 | E9651833 | E9651833 | E9651833 | E9651833 | E9651833 | E9651833 | E9650490 | E9651833 | E9651833 | E9651833 | E9651833
| E9650299 | E9650299 | E9650299 | E9650299 | E9650299 | E9650299 | E9650299 | E9650299 | E9650299 | E9650299 | E9650299 | E9650299 | E9650299 | E9650299 | E9650299 | E9650299 | E9650299 | E9650299 | #REF! | E9650299 | E9650299 | E9650299 | E9650299 | E9650299 | E9650299 | E9650299 | E9650299 | E9650299 | E9650299 | E9650299 | E9650299 | E9650299 | E9650299 | E9650299 | E9650299 | E9650299 | E9650299 | E9650299 | E9650299 | E9650299 | E9650299 | E9650299 | E9650299 | E9650299 | E9650299 | E9650299 | E9650299 | E9650299 | E9650299 | E9650299 | E9650299
| E9650300 | E9650300 | E9650300 | E9650300 | E9650300 | E9650300 | E9650300 | E9650300 | E9650300 | E9650300 | E9650300 | E9650300 | E9650300 | E9650300 | E9650300 | E9650300 | E9650300 | E9650300 | #REF! | E9650300 | E9650300 | E9650300 | E9650300 | E9650300 | E9650300 | E9650300 | E9650300 | E9650300 | E9650300 | E9650300 | E9650300 | E9650300 | E9650300 | E9650300 | E9650300 | E9650300 | E9650300 | E9650300 | E9650300 | E9650300 | E9650300 | E9650300 | E9650300 | E9650300 | E9650300 | E9650300 | E9650300 | E9650300 | E9650300 | E9650300 | E9650300
| EGN9011012 | EGN9011012 | EGN9011012 | EGN9011012 | EGN9011012 | EGN9011012 | EGN9011012 | EGN9011012 | EGN9011012 | EGN9011012 | EGN9011012 | EGN9011012 | EGN9011012 | EGN9011012 | EGN9011012 | EGN9011012 | EGN9011012 | EGN9011012 | #REF! | EGN9011012 | EGN9011012 | EGN9011012 | EGN9011012 | EGN9011012 | EGN9011012 | EGN9011012 | EGN9011012 | EGN9011012 | EGN9011012 | EGN9011012 | EGN9011012 | EGN9011012 | EGN9011012 | EGN9011012 | EGN9011012 | EGN9011012 | EGN9011012 | EGN9011012 | EGN9011012 | EGN9011012 | EGN9011012 | EGN9011012 | EGN9011012 | EGN9011012 | EGN9011012 | EGN9011012 | EGN9011012 | EGN9011012 | EGN9011012 | EGN9011012 | EGN9011012
| EGN9011013 | EGN9011013 | EGN9011013 | EGN9011013 | EGN9011013 | EGN9011013 | EGN9011013 | EGN9011013 | EGN9011013 | EGN9011013 | EGN9011013 | EGN9011013 | EGN9011013 | EGN9011013 | EGN9011013 | EGN9011013 | EGN9011013 | EGN9011013 | #REF! | EGN9011013 | EGN9011013 | EGN9011013 | EGN9011013 | EGN9011013 | EGN9011013 | EGN9011013 | EGN9011013 | EGN9011013 | EGN9011013 | EGN9011013 | EGN9011013 | EGN9011013 | EGN9011013 | EGN9011013 | EGN9011013 | EGN9011013 | EGN9011013 | EGN9011013 | EGN9011013 | EGN9011013 | EGN9011013 | EGN9011013 | EGN9011013 | EGN9011013 | EGN9011013 | EGN9011013 | EGN9011013 | EGN9011013 | EGN9011013 | EGN9011013 | EGN9011013
| EGN9011015 | EGN9011015 | EGN9011015 | EGN9011015 | EGN9011015 | EGN9011015 | EGN9011015 | EGN9011015 | EGN9011015 | EGN9011015 | EGN9011015 | EGN9011015 | EGN9011015 | EGN9011015 | EGN9011015 | EGN9011015 | EGN9011015 | EGN9011015 | #REF! | EGN9011015 | EGN9011015 | EGN9011015 | EGN9011015 | EGN9011015 | EGN9011015 | EGN9011015 | EGN9011015 | EGN9011015 | EGN9011015 | EGN9011015 | EGN9011015 | EGN9011015 | EGN9011015 | EGN9011015 | EGN9011015 | EGN9011015 | EGN9011015 | EGN9011015 | EGN9011015 | EGN9011015 | EGN9011015 | EGN9011015 | EGN9011015 | EGN9011015 | EGN9011015 | EGN9011015 | EGN9011015 | EGN9011015 | EGN9011015 | EGN9011015 | EGN9011015
| EGN9062001 | EGN9062001 | EGN9062001 | EGN9062001 | EGN9062001 | EGN9062001 | EGN9062001 | EGN9062001 | EGN9062001 | EGN9062001 | EGN9062001 | EGN9062001 | EGN9062001 | EGN9062001 | EGN9062001 | EGN9062001 | EGN9062001 | EGN9062001 | #REF! | EGN9062001 | EGN9062001 | EGN9062001 | EGN9062001 | EGN9062001 | EGN9062001 | EGN9062001 | EGN9062001 | EGN9062001 | EGN9062001 | EGN9062001 | EGN9062001 | EGN9062001 | EGN9062001 | EGN9062001 | EGN9062001 | EGN9062001 | EGN9062001 | EGN9062001 | EGN9063001 | EGN9062001 | EGN9062001 | EGN9063001 | EGN9063001 | EGN9063001 | EGN9063001 | EGN9063001 | EGN9062001 | EGN9062001 | EGN9063001 | EGN9063001 | EGN9063001
| EGN9011045 | EGN9011045 | EGN9011045 | EGN9011045 | EGN9011045 | EGN9011045 | EGN9011045 | EGN9011045 | EGN9011045 | EGN9011045 | EGN9011045 | EGN9011045 | EGN9011045 | EGN9011045 | EGN9011045 | EGN9011045 | EGN9011045 | EGN9011045 | #REF! | EGN9011045 | EGN9011045 | EGN9011045 | EGN9011045 | EGN9011045 | EGN9011045 | EGN9011045 | EGN9011045 | EGN9011045 | EGN9011045 | EGN9011045 | EGN9011045 | EGN9011045 | EGN9011045 | EGN9011045 | EGN9011045 | EGN9011045 | EGN9011045 | EGN9011045 | EGN9011045 | EGN9011045 | EGN9011045 | EGN9011045 | EGN9011045 | EGN9011045 | EGN9011045 | EGN9011045 | EGN9011045 | EGN9011045 | EGN9011045 | EGN9011045 | EGN9011045
Processor extension and Current transformer | Inom = 1A/5A (T1…T4/T11…T14) | Inom = 1A/5A (T1…T4/T11…T14) | Inom = 1A/5A (T1…T4/T11…T14) | Inom = 1A/5A (T1…T4/T11…T14) | Inom = 1A/5A (T1…T4/T11…T14) | Inom = 1A/5A (T1…T4/T11…T14) | Inom = 1A/5A (T1…T4/T11…T14) | Inom = 1A/5A (T1…T4/T11…T14) | Inom = 1A/5A (T1…T4/T11…T14) | Inom = 1A/5A (T1…T4/T11…T14) | Inom = 1A/5A (T1…T4/T11…T14) | Inom = 1A/5A (T1…T4/T11…T14) | Inom = 1A/5A (T1…T4/T11…T14) | Inom = 1A/5A (T1…T4/T11…T14) | Inom = 1A/5A (T1…T4/T11…T14) | Inom = 1A/5A (T1…T4/T11…T14) | Inom = 1A/5A (T1…T4/T11…T14) | Inom = 1A/5A (T1…T4/T11…T14) | Inom = 1A/5A (T1…T4/T11…T14) | Inom = 1A/5A (T1…T4/T11…T14) | Inom = 1A/5A (T11…T14/T21…T24) | Inom = 1A/5A (T11…T14/T21…T24) | Inom = 1A/5A (T11…T14/T21…T24) | Inom = 1A/5A (T11…T14/T21…T24) | Inom = 1A/5A (T11…T14/T21…T24) | Inom = 1A/5A (T11…T14/T21…T24) | Inom = 1A/5A (T11…T14/T21…T24) | Inom = 1A/5A (T11…T14/T21…T24) | Inom = 1A/5A (T11…T14/T21…T24) | Inom = 1A/5A (T11…T14/T21…T24) | Inom = 1A/5A (T11…T14/T21…T24) | Inom = 1A/5A (T11…T14/T21…T24) | Inom = 1A/5A (T11…T14/T21…T24) | Inom = 1A/5A (T11…T14/T21…T24) | Inom = 1A/5A (T11…T14/T21…T24) | Inom = 1A/5A (T11…T14/T21…T24) | Inom = 1A/5A (T11…T14/T21…T24) | Inom = 1A/5A (T11…T14/T21…T24) | Inom = 1A/5A (T11…T14/T21…T24) | Inom = 1A/5A (T11…T14/T21…T24) | Inom = 1A/5A (T11…T14/T21…T24) | Inom = 1A/5A (T11…T14/T21…T24) | Inom = 1A/5A (T11…T14/T21…T24) | Inom = 1A/5A (T11…T14/T21…T24) | Inom = 1A/5A (T11…T14/T21…T24) | Inom = 1A/5A (T11…T14/T21…T24) | Inom = 1A/5A (T11…T14/T21…T24) | Inom = 1A/5A (T11…T14/T21…T24) | Inom = 1A/5A (T11…T14/T21…T24) | Inom = 1A/5A (T11…T14/T21…T24) | Inom = 1A/5A (T11…T14/T21…T24)
[30 empty] | With DSP-Coprocessor, Inom = 1A/5A (T11…T13/T21…T23) |  |  | With DSP-Coprocessor, Inom = 1A/5A (T11…T13/T21…T23) | With DSP-Coprocessor, Inom = 1A/5A (T11…T13/T21…T23) | With DSP-Coprocessor, Inom = 1A/5A (T11…T13/T21…T23) | With DSP-Coprocessor, Inom = 1A/5A (T11…T13/T21…T23) | With DSP-Coprocessor, Inom = 1A/5A (T11…T13/T21…T23) | With DSP-Coprocessor, Inom = 1A/5A (T11…T13/T21…T23) | With DSP-Coprocessor, Inom = 1A/5A (T11…T13/T21…T23) | With DSP-Coprocessor, Inom = 1A/5A (T11…T13/T21…T23) | With DSP-Coprocessor, Inom = 1A/5A (T11…T13/T21…T23) | With DSP-Coprocessor, Inom = 1A/5A (T11…T13/T21…T23) | With DSP-Coprocessor, Inom = 1A/5A (T11…T13/T21…T23) | With DSP-Coprocessor, Inom = 1A/5A (T11…T13/T21…T23) | With DSP-Coprocessor, Inom = 1A/5A (T11…T14/T21…T24) | With DSP-Coprocessor, Inom = 1A/5A (T11…T14/T21…T24) | With DSP-Coprocessor, Inom = 1A/5A (T11…T13/T21…T23) | With DSP-Coprocessor, Inom = 1A/5A (T11…T13/T21…T23) | With DSP-Coprocessor, Inom = 1A/5A (T11…T14/T21…T24) | With DSP-Coprocessor, Inom = 1A/5A (T11…T14/T21…T24) | With DSP-Coprocessor, Inom = 1A/5A (T11…T14/T21…T24)
| 9 | 9 | 9 | 9 | 9 | 9 | 9 | 9 | 9 | 9 | 9 | 9 | 9 | 9 | 9 | 9 | 9 | 9 | 9 | 9 | 9 | 9 | 9 | 9 | 9 | 9 | 9 | 9 | 9 | 9 | 9 | 9 | 9 | 9 | 9 | 9 | 9 | 9 | 9 | 9 | 9 | 9 | 9 | 9 | 9 | 9 | 9 | 9 | 9 | 9 | 9
| 9 | 9 | 9 | 9 | 9 | 9 | 9 | 9 | 9 | 9 | 9 | 9 | 9 | 9 | 9 | 9 | 9 | 9 | 9 | 9 | * | * | * | * | * | * | * | * | * | 8 | * | * | 8 | 8 | 8 | 8 | 8 | 8 | 8 | 8 | 8 | 8 | 8 | 8 | 8 | 8 | 8 | 8 | 8 | 8 | 8
Extra Switching threshold on binary inputs / Voltage Thresholds for binary inputs | [12 empty] | >73 V (67% of VA,nom = 110 V) | >73 V (67% of VA,nom = 110 V) | >73 V (67% of VA,nom = 110 V) | >73 V (67% of VA,nom = 110 V) | >73 V (67% of VA,nom = 110 V) |  |  |  | >73 V (67% of VA,nom = 110 V) | >73 V (67% of VA,nom = 110 V) | >73 V (67% of VA,nom = 110 V) | >73 V (67% of VA,nom = 110 V) | >73 V (67% of VA,nom = 110 V) | >73 V (67% of VA,nom = 110 V) | >73 V (67% of VA,nom = 110 V) | >73 V (67% of VA,nom = 110 V) | >73 V (67% of VA,nom = 110 V) | >73 V (67% of VA,nom = 110 V) | >73 V (67% of VA,nom = 110 V) | >73 V (67% of VA,nom = 110 V) | >73 V (67% of VA,nom = 110 V) | >73 V (67% of VA,nom = 110 V) | >73 V (67% of VA,nom = 110 V) | >73 V (67% of VA,nom = 110 V) | >73 V (67% of VA,nom = 110 V) | >73 V (67% of VA,nom = 110 V) | >73 V (67% of VA,nom = 110 V) | >73 V (67% of VA,nom = 110 V) | >73 V (67% of VA,nom = 110 V) | >73 V (67% of VA,nom = 110 V) | >73 V (67% of VA,nom = 110 V) | >73 V (67% of VA,nom = 110 V) | >73 V (67% of VA,nom = 110 V) | >73 V (67% of VA,nom = 110 V) | >73 V (67% of VA,nom = 110 V) | >73 V (67% of VA,nom = 110 V) | >73 V (67% of VA,nom = 110 V) | >73 V (67% of VA,nom = 110 V) | >73 V (67% of VA,nom = 110 V)
[21 empty] | >146 V (67% of VA,nom = 220 V) | >146 V (67% of VA,nom = 220 V) | >146 V (67% of VA,nom = 220 V) | >146 V (67% of VA,nom = 220 V) | >146 V (67% of VA,nom = 220 V) | >146 V (67% of VA,nom = 220 V) | >146 V (67% of VA,nom = 220 V) | >146 V (67% of VA,nom = 220 V) | >146 V (67% of VA,nom = 220 V) | >146 V (67% of VA,nom = 220 V) | >146 V (67% of VA,nom = 220 V) | >146 V (67% of VA,nom = 220 V) | >146 V (67% of VA,nom = 220 V) | >146 V (67% of VA,nom = 220 V) | >146 V (67% of VA,nom = 220 V) | >146 V (67% of VA,nom = 220 V) | >146 V (67% of VA,nom = 220 V) | >146 V (67% of VA,nom = 220 V) | >146 V (67% of VA,nom = 220 V) | >146 V (67% of VA,nom = 220 V) | >146 V (67% of VA,nom = 220 V) | >146 V (67% of VA,nom = 220 V) | >146 V (67% of VA,nom = 220 V) | >146 V (67% of VA,nom = 220 V) | >146 V (67% of VA,nom = 220 V) | >146 V (67% of VA,nom = 220 V) | >146 V (67% of VA,nom = 220 V) | >146 V (67% of VA,nom = 220 V) | >146 V (67% of VA,nom = 220 V) | >146 V (67% of VA,nom = 220 V) | >146 V (67% of VA,nom = 220 V)
[13 empty] | -463 | -463 | -463 | -463 | -463 | -462 | -462 | -462 | -463 | -463 | -463 | -463 | -463 | -463 | -463 | -463 | -463 | -463 | -463 | -463 | -463 | -463 | -463 | -463 | -463 | -463 | -463 | -463 | -463 | -463 | -463 | -463 | -463 | -463 | -463 | -463 | -463 | -463 | -463
[21 empty] | -464 | -464 | -464 | -464 | -464 | -464 | -464 | -464 | -464 | -464 | -464 | -464 | -464 | -464 | -464 | -464 | -464 | -464 | -464 | -464 | -464 | -464 | -464 | -464 | -464 | -464 | -464 | -464 | -464 | -464 | -464
| E9650135 | E9650135 | E9650135 | E9650135 | E9650135 | E9650135 | E9650135 | E9650135 | E9650135 | E9650135 | E9650135 | E9650135 | E9650135 | E9650135 | E9650135 | E9650135 | E9650135 | E9650135 | E9650135 | E9650135 | E9650135 | E9650135 | E9650135 | E9650135 | E9650135 | E9650135 | E9650135 | E9650135 | E9650135 | E9651472 | E9650135 | E9650135 | E9651472 | E9651472 | E9651472 | E9651472 | E9651472 | E9651472 | E9651472 | E9651472 | E9651472 | E9651472 | E9651472 | E9651472 | E9651472 | E9651472 | E9651472 | E9651472 | E9651472 | E9651472 | E9651472
| E9650564 | E9650564 | E9650564 | E9650564 | E9650564 | E9650564 | E9650564 | E9650564 | E9650564 | E9650564 | E9650564 | E9650564 | E9650564 | E9650564 | E9650564 | E9650564 | E9650564 | E9650564 | E9650564 | E9650564 | E9650564 | E9650564 | E9650564 | E9650564 | E9650564 | E9650564 | E9650564 | E9650564 | E9650564 | E9650564 | E9650564 | E9650564 | E9651367 | E9651367 | E9650564 | E9651367 | E9651367 | E9651367 | E9651367 | E9650564 | E9651367 | E9651367 | E9651367 | E9651367 | E9651367 | E9651367 | E9650564 | E9651367 | E9651367 | E9651367 | E9651367
| E9650551 | E9650551 | E9650551 | E9650551 | E9650551 | E9650551 | E9650551 | E9650551 | E9650551 | E9650551 | E9650551 | E9650551 | E9650551 | E9650551 | E9650551 | E9650551 | E9650551 | E9650551 | E9650551 | E9650551 | E9650551 | E9650551 | E9650551 | E9650551 | E9650551 | E9650551 | E9650551 | E9650551 | E9650551 | E9650551 | E9650551 | E9650551 | E9651914 | E9651914 | E9650551 | E9651914 | E9651914 | E9651914 | E9651914 | E9650551 | E9651914 | E9651914 | E9651914 | E9651914 | E9651914 | E9651914 | E9650551 | E9651914 | E9651914 | E9651914 | E9651914
| E9650564 | E9650564 | E9650564 | E9650564 | E9650564 | E9650564 | E9650564 | E9650564 | E9650564 | E9650564 | E9650564 | E9650564 | E9650564 | E9650564 | E9650564 | E9650564 | E9650564 | E9650564 | E9650564 | E9650564 | E9650564 | E9650564 | E9650564 | E9650564 | E9650564 | E9650564 | E9650564 | E9650564 | E9650564 | E9650564 | E9650564 | E9650564 | E9651908 | E9651908 | E9650564 | E9651908 | E9651908 | E9651908 | E9651908 | E9650564 | E9651908 | E9651908 | E9651908 | E9651908 | E9651908 | E9651908 | E9650564 | E9651908 | E9651908 | E9651908 | E9651908
| E9650741 | E9650741 | E9650741 | E9650741 | E9650741 | E9650741 | E9650741 | E9650741 | E9650741 | E9650741 | E9650741 | E9650741 | E9650741 | E9650741 | E9650741 | E9650741 | E9650741 | E9650741 | E9650741 | E9650741 | E9650741 | E9650741 | E9650741 | E9650741 | E9650741 | E9650741 | E9650741 | E9650741 | E9650741 | E9650741 | E9650741 | E9650741 | E9651366 | E9651366 | E9650741 | E9651366 | E9651366 | E9651366 | E9651366 | E9650741 | E9651366 | E9651366 | E9651366 | E9651366 | E9651366 | E9651366 | E9650741 | E9651366 | E9651366 | E9651366 | E9651366
High Break Power Supply Addition | 9 | 9 | 9 | 9 | 9 | 9 | 9 | 9 | 9 | 9 | 9 | 9 | 9 | 9 | 9 | 9 | 9 | 9 | 9 | 9 | 9 | 9 | 9 | 9 | 9 | 9 | 9 | 9 | 9 | 9 | 9 | 9 | 9 | C | 9 | 9 | C | 9 | C | 9 | 9 | 9 | 9 | 9 | 9 | 9 | 9 | 9 | 9 | 9 | 9
| 9 | 9 | 9 | 9 | 9 | 9 | 9 | 9 | 9 | 9 | 9 | 9 | 9 | 9 | 9 | 9 | 9 | 9 | 9 | 9 | 9 | 9 | 9 | 9 | 9 | 9 | 9 | 9 | 9 | 9 | 9 | 9 | 9 | D | 9 | 9 | D | 9 | D | 9 | 9 | 9 | 9 | 9 | 9 | 9 | 9 | 9 | 9 | 9 | 9